## Listino Hanwha Vision CCTV
|  |  | GIUGNO 2025 | Link Utili: |  | ToolBox Plus: tool di progettazione, calcolatore banda e storage
NEW: Download Configuratore e Scelta accessori di montaggio
Portale Supporto Tecnico - Help Desk
Categoria | Immagine | Codice | Descrizione breve | Serie | Risoluzione/ Canali | Tipologia | Note | Descrizione | Link datasheet | Listino
Telecamera Ultra High Resolution 26MP AI
Camera - Network |  | TNO-A26081 | 26MP Ultra High Resolution AI Bullet Camera | T Series | 26MP | Bullet | New Product NDAA compliant | T series telecamera 26MP AI Bullet, sensore 1.8’’ APS CMOS, Risoluzione massima 6240x4160 @30fps. Apertura Wide 24°, Apertura Tele 5.4°. illuminazione minima colore 0.2 B/N 0.02Lux . Modalità Giorno e Notte. Ottica varifocale manuale Canon EF-S F4-5.6 IS STM da 55mm a 250mm, Supporta analisi video con motore AI: classificazione oggetti Persona/Veicolo/Volto/Targa e tipologia veicolo, Attributi Persona e veicolo, Supporta BestShot AI, Attraversamento linea, area intrusione, loitering. Conteggio persone AI, Accodamento, Heatmap, conteggio veicoli. AI.PACK Traffic incluso, AI-PACK Factory incluso (non occorre licenza, un solo AI PACK può essere installato), 2-way audio, 2x micro SD card, temperatura di esercizio: -40°C~+50°C, HPoE (802.3bt type3, class6)/12VDC, 100/1000 SFP slot, IP66/IP67, IK10, NEMA4X (PoE Injector non incluso) | Info | 8300
Telecamere AI con Dynamic Privacy Masking
Camera - Network |  | QND-C8013R | 5MP AI IR Indoor Dome Dynamic Privacy Masking | Q Series | 5MP | Dome | New Product NDAA compliant | Q series AI telecamera dome di rete IR da interno, 5MP @30fps, focale fissa 3mm (H:100°/V: 73°), triplo codec H.265/H.264/MJPEG con Wisestream III (basato su motore AI), WiseNR II(basato su motore AI), WDR 120dB, IR visibile fino a 25m(82.02ft), Microfono integrato, WiseMD basato su motore AI, Classificazione oggetti: Persona/Veicolo (tipologia Veicolo: car/bus/truck/motorcycle/bicycle); eventi IVA basati su motore AI: Virtual line (Crossing/Direction), Virtual area (Loitering/Intrusion/Enter/Exit/(Dis)Appear), defocus detection, hallway View, built-in SD card slot (1x256GB) , analisi video AI, USB per installazione semplificata, open platform, PoE, temperature di esercizio: -10°C~+45°C(+14°F ~ +113°F) colore bianco. * Alarm I/O supportato con accessorio non incluso (SPP-C7200). Funzione Dynamic Privacy Masking ( Live Blurring) | Info | 480
Camera - Network |  | QND-C8023R | 5MP AI IR Indoor Dome Dynamic Privacy Masking | Q Series | 5MP | Dome | New Product NDAA compliant | Q series AI telecamera dome di rete IR da interno, 5MP @30fps, focale fissa 4mm (H:80°/V: 59°), triplo codec H.265/H.264/MJPEG con Wisestream III (basato su motore AI), WiseNR II(basato su motore AI), WDR 120dB, IR visibile fino a 30m(98.42ft), Microfono integrato, WiseMD basato su motore AI, Classificazione oggetti: Persona/Veicolo (tipologia Veicolo: car/bus/truck/motorcycle/bicycle); eventi IVA basati su motore AI: Virtual line (Crossing/Direction), Virtual area (Loitering/Intrusion/Enter/Exit/(Dis)Appear), defocus detection, hallway View, built-in SD card slot (1x256GB) , analisi video AI, USB per installazione semplificata, open platform, PoE, temperature di esercizio: -10°C~+45°C(+14°F ~ +113°F) colore bianco. * Alarm I/O supportato con accessorio non incluso (SPP-C7200) Funzione Dynamic Privacy Masking ( Live Blurring) | Info | 480
Camera - Network |  | QNO-C8013R | 5MP AI IR Bullet Dynamic Privacy Masking | Q Series | 5MP | Bullet | New Product NDAA compliant | Q series AI telecamera bullet di rete IR da esterno 5MP @30fps, focale fissa 3mm (H:100°/V: 73°), triplo codec H.265/H.264/MJPEG con Wisestream III (basato su motore AI), WiseNR II(basato su motore AI), WDR 120dB, IR visibile fino a 25m(82.02ft), WiseMD basato su motore AI, Classificazione oggetti: Persona/Veicolo (tipologia Veicolo: car/bus/truck/motorcycle/bicycle); eventi IVA basati su motore AI: Virtual line (Crossing/Direction), Virtual area (Loitering/Intrusion/Enter/Exit/(Dis)Appear), defocus detection, hallway View, built-in SD card slot (1x256GB) , analisi video AI, USB per installazione semplificata, open platform, IP66, IK10, PoE, temperature di esercizio: -10°C~+55°C(+22°F ~ +113°F) colore bianco* Alarm I/O supportato con accessorio non incluso (SPP-C7200) Funzione Dynamic Privacy Masking ( Live Blurring) | Info | 600
Camera - Network |  | QNO-C8023R | 5MP AI IR Bullet Dynamic Privacy Masking | Q Series | 5MP | Bullet | New Product NDAA compliant | Q series AI telecamera bullet di rete IR da esterno, 5MP @30fps, focale fissa 4mm (H:80°/V: 59°), triplo codec H.265/H.264/MJPEG con Wisestream III (basato su motore AI), WiseNR II(basato su motore AI), WDR 120dB, IR visibile fino a 30m(82.02ft), WiseMD basato su motore AI, Classificazione oggetti: Persona/Veicolo (tipologia Veicolo: car/bus/truck/motorcycle/bicycle); eventi IVA basati su motore AI: Virtual line (Crossing/Direction), Virtual area (Loitering/Intrusion/Enter/Exit/(Dis)Appear), defocus detection, hallway View, built-in SD card slot (1x256GB) , analisi video AI, USB per installazione semplificata, open platform, IP66, IK10, PoE, temperature di esercizio: -10°C~+55°C(+22°F ~ +113°F) colore bianco * Alarm I/O supportato con accessorio non incluso (SPP-C7200) Funzione Dynamic Privacy Masking ( Live Blurring) | Info | 600
Camera - Network |  | QNV-C8013R | 5MP AI IR Vandal Dome Dynamic Privacy Masking | Q Series | 5MP | Vandal Dome | New Product NDAA compliant | Q series AI telecamera dome di rete IR antivandalo, 5MP @30fps, focale fissa 3mm (H:100°/V: 73°), triplo codec H.265/H.264/MJPEG con Wisestream III (basato su motore AI), WiseNR II(basato su motore AI), WDR 120dB, IR visibile fino a 25m(82.02ft), WiseMD basato su motore AI, Classificazione oggetti: Persona/Veicolo (tipologia Veicolo: car/bus/truck/motorcycle/bicycle); eventi IVA basati su motore AI: Virtual line (Crossing/Direction), Virtual area (Loitering/Intrusion/Enter/Exit/(Dis)Appear), defocus detection, hallway View, built-in SD card slot (1x256GB) , analisi video AI, USB per installazione semplificata, open platform, IP66, IK10, PoE, temperature di esercizio: -10°C~+55°C(+22°F ~ +113°F) colore bianco. * Alarm I/O supportato con accessorio non incluso (SPP-C7200) Funzione Dynamic Privacy Masking ( Live Blurring) | Info | 600
Camera - Network |  | QNV-C8023R | 5MP AI IR Vandal Dome Dynamic Privacy Masking | Q Series | 5MP | Vandal Dome | New Product NDAA compliant | Q series AI telecamera dome di rete IR antivandalo, 5MP @30fps, focale fissa 4mm (H:80°/V: 59°), triplo codec H.265/H.264/MJPEG con Wisestream III (basato su motore AI), WiseNR II(basato su motore AI), WDR 120dB, IR visibile fino a 30m(98.42ft), WiseMD basato su motore AI, Classificazione oggetti: Persona/Veicolo (tipologia Veicolo: car/bus/truck/motorcycle/bicycle); eventi IVA basati su motore AI: Virtual line (Crossing/Direction), Virtual area (Loitering/Intrusion/Enter/Exit/(Dis)Appear), defocus detection, hallway View, built-in SD card slot (1x256GB) , analisi video AI, USB per installazione semplificata, open platform, IP66, IK10, PoE, temperature di esercizio: -10°C~+45°C(+22°F ~ +113°F) colore bianco. * Alarm I/O supportato con accessorio non incluso (SPP-C7200) Funzione Dynamic Privacy Masking ( Live Blurring) | Info | 600
Wisenet Access Control System -WACS
Access Control System |  | 20XTKK-X1-0011RW-H003 | SEOS Express Reader - 13.56MHz Wiegand |  |  | Controllo Accessi | NDAA compliant | Hanwha Signo 20 Express (13.56MHz) SEOS Reader, Wiegand, NFC/BLE 2.4GHz, Mobile & SEOS Cards | Info | 145
Access Control System |  | 20TKS-01-00039R-H003 | SEOS Reader - 13.56MHz OSDP & Wiegand |  |  | Controllo Accessi | NDAA compliant | Hanwha Signo 20 (13.56MHz) SEOS Reader, Wiegand/OSDP, NFC/BLE 2.4GHz, Mobile & SEOS Cards | Info | 219
Access Control System |  | 20KTKS-01-00039R-H003 | Lettore SEOS con tastiera - 13.56MHz OSDP & Wiegand |  |  | Controllo Accessi | NDAA compliant | Hanwha Signo 20 (13.56MHz) SEOS Reader & Keypad, Wiegand/OSDP, NFC/BLE 2.4GHz, Mobile & SEOS Cards | Info | 566
Access Control System |  | 40TKS-01-00039R-H003 | Lettore SEOS - 13.56MHz OSDP & Wiegand |  |  | Controllo Accessi | NDAA compliant | Hanwha Signo 40 (13.56MHz) SEOS Reader, Wiegand/OSDP, NFC/BLE 2.4GHz, Mobile & SEOS Cards | Info | 294
Access Control System |  | 40KTKS-01-00039R-H003 | Lettore SEOS con tastiera - 13.56MHz OSDP & Wiegand |  |  | Controllo Accessi | NDAA compliant | Hanwha Signo 40 (13.56MHz) SEOS Reader & Keypad, Wiegand/OSDP, NFC/BLE 2.4GHz, Mobile & SEOS Cards | Info | 566
Access Control System |  | 20TKS-00-00000P-H003 | Lettore SEOS Reader - 125kHz & 13.56MHz OSDP & Wiegand |  |  | Controllo Accessi | NDAA compliant | Hanwha Signo 20 (13.56MHz) SEOS Reader, Wiegand/OSDP, NFC/BLE 2.4GHz, Mobile & SEOS Cards, iCLASS, iCLASS SE/SR, MIFARE HID DESFire EV1/EV2/EV3 (SIO/CSN), MIFARE HID Classic (SIO/CSN) - 125kHz HID Prox/Indala Prox, 125kHz EM4102 | Info | 289
Access Control System |  | 20KTKS-00-00000P-H003 | Lettore SEOS con tastiera - 125kHz & 13.56MHz OSDP & Wiegand |  |  | Controllo Accessi | NDAA compliant | Hanwha Signo 20 (13.56MHz) SEOS Reader & Keypad, Wiegand/OSDP, NFC/BLE 2.4GHz, Mobile & SEOS Cards, iCLASS, iCLASS SE/SR, MIFARE HID DESFire EV1/EV2/EV3 (SIO/CSN), MIFARE HID Classic (SIO/CSN) - 125kHz HID Prox/Indala Prox, 125kHz EM4102 | Info | 660
Access Control System |  | 40TKS-00-00000P-H003 | Lettore SEOS - 125kHz & 13.56MHz OSDP & Wiegand |  |  | Controllo Accessi | NDAA compliant | Hanwha Signo 40 (13.56MHz) SEOS Reader, Wiegand/OSDP, NFC/BLE 2.4GHz, Mobile & SEOS Cards, iCLASS, iCLASS SE/SR, MIFARE HID DESFire EV1/EV2/EV3 (SIO/CSN), MIFARE HID Classic (SIO/CSN) - 125kHz HID Prox/Indala Prox, 125kHz EM4102 | Info | 385
Access Control System |  | 40KTKS-00-00000P-H003 | Lettore SEOS con tastiera - 125kHz & 13.56MHz OSDP & Wiegand |  |  | Controllo Accessi | NDAA compliant | Hanwha Signo 40 (13.56MHz) SEOS Reader & Keypad, Wiegand/OSDP, NFC/BLE 2.4GHz, Mobile & SEOS Cards, iCLASS, iCLASS SE/SR, MIFARE HID DESFire EV1/EV2/EV3 (SIO/CSN), MIFARE HID Classic (SIO/CSN) - 125kHz HID Prox/Indala Prox, 125kHz EM4102 | Info | 660
Access Control System |  | 5006PGGAN | Scheda SEOS H10301 26bit, 13.56MHz Wiegand, Rolling CSN |  |  | Controllo Accessi | NDAA compliant | Hanwha SEOS H10301, 8K Memory 13.56MHz card 26bit Wiegand, Rolling Card Serial Number (Site code, quantity and card start range required). * Requires minimum order quantity of 100 | Info | 6
Access Control System |  | 5006PGGAN7 | Scheda SEOS H10301 26bit, 13.56MHz Wiegand, Fixed CSN |  |  | Controllo Accessi | NDAA compliant | Hanwha SEOS H10301, 8K Memory 13.56MHz card 26bit Wiegand, Fixed Card Serial Number (Site code, quantity and card start range required). * Requires minimum order quantity of 100 | Info | 6
Access Control System |  | X1100A-H003 | X1100 Intelligent Controller, 2 Porte, TCP/IP |  |  | Controllo Accessi | NDAA compliant | Hanwha Access Control Intelligent Controller, 2 door controller, TCP/IP or 12/24vdc, 2 RS485 bus ports, supporting 4 OSDP or 2 Wiegand readers, 7 inputs (2x door sens, 2x REX, Tamper, AC Fail & Battery Fail) and 4 FORM-C relay outputs. | Info | 918
Access Control System |  | X100A-H003 | X100 Expansion Board, 2 Porte, RS485 |  |  | Controllo Accessi | NDAA compliant | Hanwha Access Control Expansion Board, 2 door controller, 12/24vdc 2 door controller, RS485, supporting 4 OSDP or 2 Wiegand readers, 7 inputs (2x door sens, 2x REX, Tamper, AC Fail & Battery Fail), 4 FORM-C relay outputs and loop though power, | Info | 529
Access Control System |  | X200A-H003 | X200 Access Control Input Module, 16 ingressi 2 uscite, RS485 |  |  | Controllo Accessi | NDAA compliant | Hanwha Access Control Input Module, RS485, 12/24vdc, 16 AUX inputs, Tamper, AC Fail & Battery Fail, 2 FORM-C relay outputs and loop through power. | Info | 556
Access Control System |  | X300A-H003 | X300 Access Control Output Module, 12 uscite & 2 ingressi, RS485 |  |  | Controllo Accessi | NDAA compliant | Hanwha Access Control Output Module, RS485, 12/24vdc, 12 FORM-C Relay outputs, 2 AUX inputs, Tamper, AC Fail & Battery Fail and loop through power. | Info | 631
Access Control System |  | SSA-M3000 | Management S/W (Max 32 porte) |  |  | Controllo Accessi | NDAA compliant | Hanwha Management S/W (Max 32 doors), 1st 6x doors free, H/W setup, Access Control, integration with Wisenet SSM | Info | 1334
Access Control System |  | SSA-M4000 | Management S/W (Max 256 porte) |  |  | Controllo Accessi | NDAA compliant | Hanwha Management S/W (Max 256 doors), 1st 6x doors free, H/W setup, Access Control, integration with Wisenet SSM | Info | 2667
Access Control System |  | SSA-M5000 | Management S/W (Unlimited) |  |  | Controllo Accessi | NDAA compliant | Hanwha Management S/W (Unlimited doors), 1st 6x doors free, H/W setup, Access Control, integration with Wisenet SSM | Info | 5334
AI PACKS PER CAMERE P-SERIES (OPEN PLATFORM)
O.P. Application License |  | AIA-C01BLK | Blocked Exit Detection x1 | AI Pack |  | AI Pack | NDAA compliant | Licenza per una camera: Applicazione "Analisi blocco uscita" per Open Platform. Da installare su camere compatibili P-Series (PNV-A9081R, PNO-A9081R​, PND-A9081RV, PND-A9081RF​, PND-A9081RVX, PNV-A9081RX​, PNB-A9001, PNV-A6081R​, PNO-A6081R, PND-A6081RV, PND-A6081RF​, ​PNB-A6001) Questa applicazione richiede WISE AI a bordo camera. | info | 100
O.P. Application License |  | AIA-C01FAC | Factory and Safety Pack License x1 | AI Pack |  | AI Pack | NDAA compliant | Licenza per una camera: Applicazione "Sicurezza x Logistiche e Fabbriche" per Open Platform. Da installare su camere compatibili P-Series (PNV-A9081R, PNO-A9081R​, PND-A9081RV, PND-A9081RF​, PND-A9081RVX, PNV-A9081RX​, PNB-A9001, PNV-A6081R​, PNO-A6081R, PND-A6081RV, PND-A6081RF​, ​PNB-A6001) | info | 300
O.P. Application License |  | AIA-C01RET | Retail Solution Pack License x1 | AI Pack |  | AI Pack | NDAA compliant | Licenza per una camera: Applicazione "Retail & Business" per Open Platform. Da installare su camere compatibili P-Series (PNV-A9081R, PNO-A9081R​, PND-A9081RV, PND-A9081RF​, PND-A9081RVX, PNV-A9081RX​, PNB-A9001, PNV-A6081R​, PNO-A6081R, PND-A6081RV, PND-A6081RF​, ​PNB-A6001) | info | 200
O.P. Application License |  | AIA-C01TRF | Traffic Solution Pack License x1 | AI Pack |  | AI Pack | NDAA compliant | Licenza per una camera: Applicazione "Gestione intelligente del traffico stradale" per Open Platform. Da installare su camere compatibili P-Series (PNV-A9081R, PNO-A9081R​, PND-A9081RV, PND-A9081RF​, PND-A9081RVX, PNV-A9081RX​, PNB-A9001, PNV-A6081R​, PNO-A6081R, PND-A6081RV, PND-A6081RF​, ​PNB-A6001) | info | 500
AI Appliance
AI Appliance |  | AIB-800 | 8CH AI Box | Appliance | 8K | AI Box | NDAA compliant | Appliance AI capace di aggiungere funzioni di intelligenza artificiale su flussi video non intelligenti. Processore NVIDIA ORIN NX 8GB. Supporta fino a 8ch video di risoluzione massima 8K. Protocolli supportati: SUNAPI, ONVIF, Analisi video basata du motore AI con classificazione oggetti: Persona, Volto, Veicolo, Targa. Classificazione attributi (persona/veicolo), BestShot. Conteggio persone, conteggio veicoli, gestione code, heatmap. Temperature di esercizio da 0°C fino a 40°C, alimentazione 12VDC | info | 4350
Telecamere Termiche & Radiometriche, Codici a barre
Camera - Network |  | TNS-9040IBC | Barcode Reader Camera | T Series | 4K | BCR | NDAA compliant | T series network Dual sensor BCR (Barcode Reader Camera) per lettura Barcode e monitoraggio Video. Mono:4K, Colore: 4K. Max 20fps @ 4K MONO/COLOR lenti 16mm. LED IR rimovibile e sostituibile (modulo LED installato default 32 LED). Lettura barCode su trasportatore ad alta velocità fino a 2m/s (6.5ft/s). Plug-In a bordo per riconoscimento BarCode WiseBCR. Lettura BarCode 1D/2D (Code128 / Codabar / Interleaved 2 of 5) , connettore M12 8pin Ethernet , Sistema controllo umidità AIR vent. EN 60068-2-6 (resistente alle vibrazioni), EN 60068-2-27 (resistente agli shock). Temperature di esercizio -40°C~+55°C, IP67, IK10, 24VDC.(Cavo dati Ethernet M12 e cavo alimentazione non inclusi) NOTA: Accessori da acquistare separatamente - Cavo ethernet M12 (2/5/10m), cavo alimentazione M12 (2/5/10m) e Alimentatore 24VDC per UK e EU | Info | 9500
Camera - Network |  | TNS-9050IBC | Barcode Reader Camera | T Series | 4K | BCR | NDAA compliant | T series network Dual sensor BCR (Barcode Reader Camera) per lettura Barcode e monitoraggio Video. Mono: 4K, Colore: 4K. Max 20fps @ 4K MONO/COLOR lenti 25mm. LED IR rimovibile e sostituibile (modulo LED installato default 32 LED). Lettura barCode su trasportatore ad alta velocità fino a 2m/s (6.5ft/s). Plug-In a bordo per riconoscimento BarCode WiseBCR. Lettura BarCode 1D/2D (Code128 / Codabar / Interleaved 2 of 5) , connettore M12 8pin Ethernet , Sistema controllo umidità AIR vent. EN 60068-2-6 (resistente alle vibrazioni), EN 60068-2-27 (resistente agli shock). Temperature di esercizio -40°C~+55°C, IP67, IK10, 24VDC.(Cavo dati Ethernet M12 e cavo alimentazione non inclusi). NOTA: Accessori da acquistare separatamente - Cavo ethernet M12 (2/5/10m), cavo alimentazione M12 (2/5/10m) e Alimentatore 24VDC per UK e EU | Info | 9500
Camera - Network |  | TNS-9060IBC | Barcode Reader Camera | T Series | 4K | BCR | NDAA compliant | T series network Dual sensor BCR (Barcode Reader Camera) per lettura Barcode e monitoraggio Video. Mono: 4K, Colore: 4K. Max 20fps @ 4K MONO/COLOR lenti 35mm. LED IR rimovibile e sostituibile (modulo LED installato default 32 LED). Lettura barCode su trasportatore ad alta velocità fino a 2m/s (6.5ft/s). Plug-In a bordo per riconoscimento BarCode WiseBCR. Lettura BarCode 1D/2D (Code128 / Codabar / Interleaved 2 of 5) , connettore M12 8pin Ethernet , Sistema controllo umidità AIR vent. EN 60068-2-6 (resistente alle vibrazioni), EN 60068-2-27 (resistente agli shock). Temperature di esercizio -40°C~+55°C, IP67, IK10, 24VDC.(Cavo dati Ethernet M12 e cavo alimentazione non inclusi) NOTA: Accessori da acquistare separatamente - Cavo ethernet M12 (2/5/10m), cavo alimentazione M12 (2/5/10m) e Alimentatore 24VDC per UK e EU | Info | 9500
Camera - Network |  | TNO-L4040T | VGA Thermal | T Series | VGA | Bullet | NDAA compliant | Telecamera di rete antivandalo Termica Serie T, risoluzione 640x480 @ 8,3fps, focale termica fissa 19mm (FOV 32°), triplo codec H.265/H.264/MPJEG con Wisestream II, slot SD, analisi video e classificazione suoni, PTZ handover, open platform, giroscopio stabilizzatore, box giunzione incluso, protezione IP66, IK10, PoE/12DVC, 24VAC, colore Bianco | Info | 7000
Camera - Network |  | TNO-L4040TR | VGA Thermal | T Series | VGA | Bullet | NDAA compliant | Telecamera di rete antivandalo Radiometrica Serie T, risoluzione 640x480 @ 8,3fps, focale termica fissa 19mm (FOV 32°), triplo codec H.265/H.264/MPJEG con Wisestream II, slot SD, analisi video e classificazione suoni, PTZ handover, fino a 6 aree di misura temperatura programmabili, misurazione temperatura nel range (-20° / +130C° ) open platform, giroscopio stabilizzatore, box giunzione incluso, protezione IP66, IK10, PoE/12DVC, 24VAC, colore Bianco | Info | 8400
Camera - Network |  | TNO-L4050T | VGA Thermal | T Series | VGA | Bullet | NDAA compliant | Telecamera di rete antivandalo Termica Serie T, risoluzione 640x480 @ 8,3fps, focale termica fissa 35mm (FOV 17,2°), triplo codec H.265/H.264/MPJEG con Wisestream II, slot SD, analisi video e classificazione suoni, PTZ handover, open platform, giroscopio stabilizzatore, box giunzione incluso, protezione IP66, IK10, PoE/12DVC, 24VAC, colore Bianco | Info | 8400
Camera - Network |  | TNM-C3620TDR | Bi-spectrum AI Radiometric Camera QVGA thermal / 2MP visible | T Series | QVGA/2MP | Multi-Sensor | NDAA compliant | Wisenet T network Bi-spectrum AI Radiometric Camera, Thermal: 320 x 240 (non raffreddato) @ 30fps, <50mK (NETD), focale fissa 9.1mm(HFoV: 50°), Visibile: 2MP, focale fissa 4mm(HFoV: 87.6°), Max. 1920 x 1080 risoluzione @ 30fps, triplo codec H.265/H.264/MJPEG con Wisestream II supportato, extremeWDR 150dB, AI object detection (solo canale visibile) Persona/Veicolo, Analisi video: Individuazione direzione, Motion detection, ingresso/uscita, Tampering, Attraversamento linea, Analisi audio, detection shot, Eventi allarme: invio immagini (e-mail/FTP), Notifiche (e-mail), Registrazione (edge/NAS), Uscite allarme, Handover (PTZ preset, HTTP/HTTPS/TCP message), Audio riproduzione, MQTT (publication), Misura temperatura: fino a 6 aree poligonali programmabili ROIs, range misura da -20oC a 130oC (-4oF to 266oF), FIPS 140-2, micro SD card (256GB x1), PoE+/12VDC L'acquisto richiede che vengano compilati e firmati i documenti di importazione. | Info | 7600
Camera - Network |  | TNM-C3622TDR | Bi-spectrum AI Radiometric Camera QVGA thermal / 2MP visible | T Series | QVGA/2MP | Multi-Sensor | NDAA compliant | Wisenet T network Bi-spectrum AI Radiometric Camera, Thermal: 320 x 240 (non raffreddato) @ 8fps, <50mK (NETD), focale fissa 9.1mm(HFoV: 50°), Visibile: 2MP, focale fissa 4mm(HFoV: 87.6°), Max. 1920 x 1080 risoluzione @ 30fps, triplo codec H.265/H.264/MJPEG con Wisestream II supportato, extremeWDR 150dB, AI object detection (solo canale visibile) Persona/Veicolo, Analisi video: Individuazione direzione, Motion detection, ingresso/uscita, Tampering, Attraversamento linea, Analisi audio, detection shot, Eventi allarme: invio immagini (e-mail/FTP), Notifiche (e-mail), Registrazione (edge/NAS), Uscite allarme, Handover (PTZ preset, HTTP/HTTPS/TCP message), Audio riproduzione, MQTT (publication), Misura temperatura: fino a 6 aree poligonali programmabili ROIs, range misura da -20oC a 130oC (-4oF to 266oF), FIPS 140-2, micro SD card (256GB x1), PoE+/12VDC | Info | 7600
Camera - Network |  | TNM-C4940TDR | Bi-spectrum AI Radiometric Camera VGA thermal / 4K visible | T Series | VGA/4K | Multi-Sensor | NDAA compliant | Wisenet T network Bi-spectrum AI Radiometric Camera, Thermal: 640 x 480 (uncooled) @ 30fps, <60mK (NETD), focale fissa 9.1mm (HFoV: 50°),Visibile: 4K, varifocale motorizzata 4.4~9.3mm (HFoV: 112.1°~47.5°), Max. 3840 x 2160 risoluzione @ 30fps, triplo codec H.265/H.264/MJPEG con Wisestream II e WiseStream III basato su motore AI) supportato, WDR 120dB, IR visibile fino a 30m (98ft), AI individuazione oggetti (thermal): Persona/Veicolo, AI individuazione oggetti(visibile): Persona/Volto/Veicolo (auto,bus,camion, motociclo, biclicletta)/Targa, Analisi video basata su motore AI: Linea Virtuale (attraversamento / direzione), Area Virtuale (Loitering/Intrusione/Ingresso/Uscita), Eventi analisi video aggiuntivi (thermal): Motion detection, Additional analytics events (visible): Motion detection, Defocus detection, Tampering, Audio detection, Classificazione suoni, Shock detection, Area Virtuale(Appear/Disappear), Eventi di allarme: invio immagini (e-mail/FTP), Notifiche (e-mail), Registrazioni (edge/NAS), Uscite di allarme, Handover (PTZ preset, HTTP/HTTPS/TCP message), Audio riproduzione, MQTT (publication), Misura temperatura: fino a 10 aree poligonali su tutta la scena ROIs, range misura temperatura -20°C to 130°C (-4°F to 266°F), FIPS 140-2, 2x micro SD card (512GB x2), IP66/IP67, IK10, NEMA4X, NEMA TS 2(2.2.8, 2.2.9), PoE+/12VDC L'Acquisto richiede che vengano compilati e firmati i documenti per l'importazione. | Info | 11450
Camera - Network |  | TNM-C4942TDR | Bi-spectrum AI Radiometric Camera VGA thermal / 4K visible | T Series | VGA/4K | Multi-Sensor | NDAA compliant | Wisenet T network Bi-spectrum AI Radiometric Camera, Thermal: 640 x 480 (uncooled) @ 8fps, <60mK (NETD), focale fissa 9.1mm (HFoV: 50°),Visibile: 4K, varifocale motorizzata 4.4~9.3mm (HFoV: 112.1°~47.5°), Max. 3840 x 2160 risoluzione @ 30fps, triplo codec H.265/H.264/MJPEG con Wisestream II e WiseStream III basato su motore AI) supportato, WDR 120dB, IR visibile fino a 30m (98ft), AI individuazione oggetti (thermal): Persona/Veicolo, AI individuazione oggetti(visibile): Persona/Volto/Veicolo (auto,bus,camion, motociclo, biclicletta)/Targa, Analisi video basata su motore AI: Linea Virtuale (attraversamento / direzione), Area Virtuale (Loitering/Intrusione/Ingresso/Uscita), Eventi analisi video aggiuntivi (thermal): Motion detection, Additional analytics events (visible): Motion detection, Defocus detection, Tampering, Audio detection, Classificazione suoni, Shock detection, Area Virtuale(Appear/Disappear), Eventi di allarme: invio immagini (e-mail/FTP), Notifiche (e-mail), Registrazioni (edge/NAS), Uscite di allarme, Handover (PTZ preset, HTTP/HTTPS/TCP message), Audio riproduzione, MQTT (publication), Misura temperatura: fino a 10 aree poligonali su tutta la scena ROIs, range misura temperatura -20°C to 130°C (-4°F to 266°F), FIPS 140-2, 2x micro SD card (512GB x2), IP66/IP67, IK10, NEMA4X, NEMA TS 2(2.2.8, 2.2.9), PoE+/12VDC | Info | 11450
Camera - Network |  | TNO-C3010TRA | QVGA Radiometric AI Thermal Camera | T Series | QVGA | Bullet | NDAA compliant | T-Series Wisenet Telecamera termica bullet radiometrica compatta, risoluzione 384 x 288;＜30mK (NETD) scalabile fino a 768 x 576 @ 30fps, 4.4mm focale fissa (FoV: 90.0°), Triplo codec H.265/H.264/MJPEG con Wisestream II e WiseStream III (basato su motore AI), Analisi video basata su motore AI: Object detection (Persone/Veicoli), Linea virtuale (Attraversamento/Direzione), Area Virtuale (Loitering/Intrusion/Enter/Exit), Eventi di analitica: Motion detection, Tampering, Audio detection, Sound classification, Shock detection, Area Virtuale (Appear/Disappear), PTZ handover, Analisi temperature: su tutta l'area o su 10 aree poligonali indipendenti programmabili, range misura temperatura -40°C to 550°C (-40°F to 1022°F), SD card, nox giunzione incluso, IP66, NEMA4X, IK10, PoE/12VDC, colore bianco. | Info | 5650
Camera - Network |  | TNO-C3050T | QVGA AI Thermal Camera | T Series | QVGA | Bullet | NDAA compliant | T-Series Wisenet Telecamera termica bullet compatta, risoluzione 384 x 288;＜30mK (NETD) scalabile fino a 768 x 576 @ 30fps, 19mm focale fissa (FoV: 19,3°), Triplo codec H.265/H.264/MJPEG con Wisestream II e WiseStream III (basato su motore AI), Analisi video basata su motore AI: Object detection (Persone/Veicoli), Linea virtuale (Attraversamento/Direzione), Area Virtuale (Loitering/Intrusion/Enter/Exit), Eventi di analitica: Motion detection, Tampering, Audio detection, Sound classification, Shock detection, Area Virtuale (Appear/Disappear), PTZ handover, Range misura temperatura -40°C to 550°C (-40°F to 1022°F), SD card, nox giunzione incluso, IP66, NEMA4X, IK10, PoE/12VDC, colore bianco. |  | 5650
Camera - Network |  | TNO-C3012TRA | Lower Frame Rate, QVGA Radiometric AI Thermal Camera | T Series | QVGA | Bullet | NDAA compliant | T-Series Wisenet Telecamera termica bullet radiometrica compatta, risoluzione 384 x 288;＜30mK (NETD) scalabile fino a 768 x 576 @ 8fps, 4.4mm focale fissa (FoV: 90.0°), Triplo codec H.265/H.264/MJPEG con Wisestream II e WiseStream III (basato su motore AI), Analisi video basata su motore AI: Object detection (Persone/Veicoli), Linea virtuale (Attraversamento/Direzione), Area Virtuale (Loitering/Intrusion/Enter/Exit), Eventi di analitica: Motion detection, Tampering, Audio detection, Sound classification, Shock detection, Area Virtuale (Appear/Disappear), PTZ handover, Analisi temperature: su tutta l'area o su 10 aree poligonali indipendenti programmabili, range misura temperatura -40°C to 550°C (-40°F to 1022°F), SD card, nox giunzione incluso, IP66, NEMA4X, IK10, PoE/12VDC, colore bianco. | Info | 5650
Camera - Network |  | TNO-C3020TRA | QVGA Radiometric AI Thermal Camera | T Series | QVGA | Bullet | NDAA compliant | T-Series Wisenet Telecamera termica bullet radiometrica compatta, risoluzione 384 x 288;＜30mK (NETD) scalabile fino a 768 x 576 @ 30fps, 6.6mm focale fissa (FoV: 60.0°), Triplo codec H.265/H.264/MJPEG con Wisestream II e WiseStream III (basato su motore AI), Analisi video basata su motore AI: Object detection (Persone/Veicoli), Linea virtuale (Attraversamento/Direzione), Area Virtuale (Loitering/Intrusion/Enter/Exit), Eventi di analitica: Motion detection, Tampering, Audio detection, Sound classification, Shock detection, Area Virtuale (Appear/Disappear), PTZ handover, Analisi temperature: su tutta l'area o su 10 aree poligonali indipendenti programmabili, range misura temperatura -40°C to 550°C (-40°F to 1022°F), SD card, nox giunzione incluso, IP66, NEMA4X, IK10, PoE/12VDC, colore bianco. | Info | 5650
Camera - Network |  | TNO-C3022TRA | Lower Frame Rate, QVGA Radiometric AI Thermal Camera | T Series | QVGA | Bullet | NDAA compliant | T-Series Wisenet Telecamera termica bullet radiometrica compatta, risoluzione 384 x 288;＜30mK (NETD) scalabile fino a 768 x 576 @ 8fps, 6.6mm focale fissa (FoV: 60.0°), Triplo codec H.265/H.264/MJPEG con Wisestream II e WiseStream III (basato su motore AI), Analisi video basata su motore AI: Object detection (Persone/Veicoli), Linea virtuale (Attraversamento/Direzione), Area Virtuale (Loitering/Intrusion/Enter/Exit), Eventi di analitica: Motion detection, Tampering, Audio detection, Sound classification, Shock detection, Area Virtuale (Appear/Disappear), PTZ handover, Analisi temperature: su tutta l'area o su 10 aree poligonali indipendenti programmabili, range misura temperatura -40°C to 550°C (-40°F to 1022°F), SD card, nox giunzione incluso, IP66, NEMA4X, IK10, PoE/12VDC, colore bianco. | Info | 5650
Camera - Network |  | TNO-C3030TRA | QVGA Radiometric AI Thermal Camera | T Series | QVGA | Bullet | NDAA compliant | T-Series Wisenet Telecamera termica bullet radiometrica compatta, risoluzione 384 x 288;＜30mK (NETD) scalabile fino a 768 x 576 @ 30fps, 9.7mm focale fissa (FoV: 37.9°), Triplo codec H.265/H.264/MJPEG con Wisestream II e WiseStream III (basato su motore AI), Analisi video basata su motore AI: Object detection (Persone/Veicoli), Linea virtuale (Attraversamento/Direzione), Area Virtuale (Loitering/Intrusion/Enter/Exit), Eventi di analitica: Motion detection, Tampering, Audio detection, Sound classification, Shock detection, Area Virtuale (Appear/Disappear), PTZ handover, Analisi temperature: su tutta l'area o su 10 aree poligonali indipendenti programmabili, range misura temperatura -40°C to 550°C (-40°F to 1022°F), SD card, nox giunzione incluso, IP66, NEMA4X, IK10, PoE/12VDC, colore bianco. | Info | 5650
Camera - Network |  | TNO-C3032TRA | Lower Frame Rate, QVGA Radiometric AI Thermal Camera | T Series | QVGA | Bullet | NDAA compliant | T-Series Wisenet Telecamera termica bullet radiometrica compatta, risoluzione 384 x 288;＜30mK (NETD) scalabile fino a 768 x 576 @ 8fps, 9.7mm focale fissa (FoV: 37.9°), Triplo codec H.265/H.264/MJPEG con Wisestream II e WiseStream III (basato su motore AI), Analisi video basata su motore AI: Object detection (Persone/Veicoli), Linea virtuale (Attraversamento/Direzione), Area Virtuale (Loitering/Intrusion/Enter/Exit), Eventi di analitica: Motion detection, Tampering, Audio detection, Sound classification, Shock detection, Area Virtuale (Appear/Disappear), PTZ handover, Analisi temperature: su tutta l'area o su 10 aree poligonali indipendenti programmabili, range misura temperatura -40°C to 550°C (-40°F to 1022°F), SD card, nox giunzione incluso, IP66, NEMA4X, IK10, PoE/12VDC, colore bianco. | Info | 5650
Camera - Network |  | TNU-4041T | VGA Thermal Positioning | T Series | VGA | Positioning | NDAA compliant | VGA NW Thermal Positioning Camera, Risoluzione 640 x 480, Ottica fissa 19mm, H.265, H.264, MJPEG codec, WiseStreamII, 30 fps, microSD/SDHC/SDXC, Tampering, Loitering, Directional Detection, Virtual Line, Enter/Exit, Appear/Disappear, Audio Detection, Motion Detection, Handover, Sound Classification, Shock detection, Temperature change detection, 24V AC, NEMA 4X | Info | 10197
Camera - Network |  | TNU-4051T | VGA Thermal Positioning | T Series | VGA | Positioning | NDAA compliant | VGA NW Thermal Positioning Camera, Risoluzione 640 x 480, Ottica fissa 35mm, H.265, H.264, MJPEG codec, WiseStreamII, 30 fps, microSD/SDHC/SDXC, Tampering, Loitering, Directional Detection, Virtual Line, Enter/Exit, Appear/Disappear, Audio Detection, Motion Detection, Handover, Sound Classification, Shock detection, Temperature change detection, 24V AC, NEMA 4X | Info | 12087
Camera - Network |  | TNO-3010T | QVGA Thermal | T Series | QVGA | Bullet | NDAA compliant | T Series network thermal bullet camera da esterno, QVGA @30fps, 2.7mm ottica fissa (92°), triplo codec H.265/H.264/MJPEG con WiseStream II, Streaming multipli, Video Analisi avanzata e Classificazione dei suoni, Hallway View, Motion detection, Shock detection, Temperature detection, Handover, 7 colour palettes, Stabilizzatore digitale delle immagini con sensore giroscopico, audio bidirezionale e microSD/SDHC/SDXC slot, IP66, IK10, Nema 4X, PoE/12VDC/24VAC | Info | 4035
Camera - Network |  | TNO-3020T | QVGA Thermal | T Series | QVGA | Bullet | NDAA compliant | T Series network thermal bullet camera da esterno, QVGA @30fps, 4.7mm ottica fissa (50°), triplo codec H.265/H.264/MJPEG con WiseStream II, Streaming multipli, Video Analisi avanzata e Classificazione dei suoni, Hallway View, Motion detection, Shock detection, Temperature detection, Handover, 7 colour palettes, Stabilizzatore digitale delle immagini con sensore giroscopico, audio bidirezionale e microSD/SDHC/SDXC slot, IP66, IK10, Nema 4X, PoE/12VDC/24VAC | Info | 4035
Camera - Network |  | TNO-3030T | QVGA Thermal | T Series | QVGA | Bullet | NDAA compliant | T Series network thermal bullet camera da esterno, QVGA @30fps, 13.7mm ottica fissa (16°), triplo codec H.265/H.264/MJPEG con WiseStream II, Streaming multipli, Video Analisi avanzata e Classificazione dei suoni, Hallway View, Motion detection, Shock detection, Temperature detection, Handover, 7 colour palettes, Stabilizzatore digitale delle immagini con sensore giroscopico, audio bidirezionale e microSD/SDHC/SDXC slot, IP66, IK10, Nema 4X, PoE/12VDC/24VAC | Info | 4035
Camera - Network |  | TNO-3040T | QVGA Thermal | T Series | QVGA | Bullet | NDAA compliant | T Series network thermal bullet camera da esterno, QVGA @30fps, ottica fissa da 19mm (11.5°), triplo codec H.265/H.264/MJPEG con WiseStream II, Streaming Multipli , Advanced Video Analytics e Sound Classification, Hallway View, Motion detection, Shock detection, Temperature detection, Handover, 7 colour palettes, Stabilizzatore digitale delle immagini con sensore giroscopico, Audio Bi-direzionale e microSD/SDHC/SDXC slot, IP66, Nema 4X, PoE/12VDC/24VAC | Info | 4960
Camera - Network |  | TNO-3050T | QVGA Thermal | T Series | QVGA | Bullet | NDAA compliant | T Series network thermal bullet camera da esterno, QVGA @30fps, ottica fissa 35mm (6.3°), triplo codec H.265/H.264/MJPEG con WiseStream II, Streaming Multipli , Advanced Video Analytics e Sound Classification, Hallway View, Motion detection, Shock detection, Temperature detection, Handover, 7 colour palettes, Stabilizzatore digitale delle immagini con sensore giroscopico, Audio Bi-direzionale e microSD/SDHC/SDXC slot, IP66, Nema 4X, PoE/12VDC/24VAC | Info | 6200
Camera - Network |  | TNM-C4940TD | Bi-Spectrum AI Thermal Camera, AI, IR, Thermal 9.1mm / Visible 4.4~9.3mm M-V/F | T Series | VGA/4K | Multi-Sensor | NDAA compliant | T Series network outdoor BiSpectrum camera. Risoluzione Termica 1280x960@30fps. <60mK NETD. Risoluzione visibile 8MP varifocale motorizzata 4.4mm-9.3mm, IR visibile 30m. Focale Termica 9,1mm. - Analytics events based on AI engine(NPU) : Object detection (Person/Face/Vehicle(car/truck/bus/bicycle/motorcycle)/License plate), Bestshot, IVA (Virtual line/Area, Enter/Exit, Loitering, direction, intrusion), Stopped vehicle, Traffic jam - Analytics events : Defocus detection, Motion detection, Tampering, Audio detection, Sound classification, Shock detection, Appear/Disappear, Temperature change detection. Audio IN/OUT. Protezione IP 67, Nema 4X, PoE+ | Info | 10400
Camera - Network |  | TNM-C4950TD | Bi-Spectrum AI Thermal Camera, AI, Thermal 13.5mm / Visible 10.9~29mm M-V/F | T Series | VGA/4K | Multi-Sensor | NDAA compliant | T Series network outdoor BiSpectrum camera. Risoluzione Termica 1280x960@30fps. <60mK NETD. Risoluzione visibile 8MP varifocale motorizzata 10.9mm-29mm, IR visibile 30m. Focale Termica 13.5mm. - Algoritmi analisi video basati su motore AI(NPU) : Object detection (Persona/volto/veicolo(auto/camion/bus/bicicletta/motociclo)/targa), Bestshot, IVA (Virtual line/Area, Enter/Exit, Loitering, direction, intrusion), Veicoli fermi, accodamento veicoli - Analytics events : Defocus detection, Motion detection, Tampering, Audio detection, Sound classification, Shock detection, Appear/Disappear, Temperature change detection. Audio IN/OUT. Protezione IP 67, Nema 4X, PoE+ | Info | 10500
Camera - Network |  | TNM-C4960TD | Bi-Spectrum AI Thermal Camera, AI, Thermal 25mm / Visible 10.9~29mm M-V/F | T Series | VGA/4K | Multi-Sensor | NDAA compliant | T Series network outdoor BiSpectrum camera. Risoluzione Termica 1280x960@30fps. <60mK NETD. Risoluzione visibile 8MP varifocale motorizzata 10.9mm-29mm, IR visibile 30m. Focale Termica 25mm. - Algoritmi analisi video basati su motore AI(NPU) : Object detection (Persona/volto/veicolo(auto/camion/bus/bicicletta/motociclo)/targa), Bestshot, IVA (Virtual line/Area, Enter/Exit, Loitering, direction, intrusion), Veicoli fermi, accodamento veicoli - Analytics events : Defocus detection, Motion detection, Tampering, Audio detection, Sound classification, Shock detection, Appear/Disappear, Temperature change detection. Audio IN/OUT. Protezione IP 67, Nema 4X, PoE+ | Info | 10950
Camera - Network |  | TNO-4030T | VGA Thermal | T Series | VGA | Bullet | NDAA compliant | IP Network Thermal Camera T Series VGA risoluzione 640 x 480, ottica fissa da 13mm, H.265, H.264, MJPEG, max 30fps@ a tutte le risoluzioni, Motion detection, Handover, Tampering, Loitering , Directional detection, Audio detection, Hallway view, SD / SDHC / SDXC memory slot (Max. 256GB), WiseStreamII, PoE, 24V AC, 12V DC , IP66, NEMA4X, IK10 | Info | 7000
Camera - Network |  | TNO-4040T | VGA Thermal | T Series | VGA | Bullet | NDAA compliant | IP Network Thermal Camera T Series VGA risoluzione 640 x 480, ottica fissa da 19 mm, H.265, H.264, MJPEG, max 30fps@ a tutte le risoluzioni, Motion detection, Handover, Tampering, Loitering , Directional detection, Audio detection,Shock detection, Hallway view, SD / SDHC / SDXC memory slot (Max. 256GB), WiseStreamII, PoE, 24V AC, 12V DC , IP66, NEMA4X, IK10 | Info | 7000
Camera - Network |  | TNO-4041T | VGA Thermal | T Series | VGA | Bullet | NDAA compliant | IP Network Thermal Camera T Series in versione da installare su brandeggi, VGA risoluzione 640 x 480, ottica fissa da 19 mm, H.265, H.264, MJPEG, max 30fps@ a tutte le risoluzioni, Motion detection, Handover, Tampering, Loitering , Directional detection, Audio detection,Shock detection, Hallway view, SD / SDHC / SDXC memory slot (Max. 256GB), WiseStreamII, PoE, 24V AC, 12V DC , IP66, NEMA4X, IK10 | Info | 7000
Camera - Network |  | TNO-4050T | VGA Thermal | T Series | VGA | Bullet | NDAA compliant | IP Network Thermal Camera T Series VGA risoluzione 640 x 480, ottica fissa da 35 mm, H.265, H.264, MJPEG, max 30fps@ a tutte le risoluzioni, Motion detection, Handover, Tampering, Loitering , Directional detection, Audio detection,Shock detection, Hallway view, SD / SDHC / SDXC memory slot (Max. 256GB), WiseStreamII, PoE, 24V AC, 12V DC , IP66, NEMA4X, IK10 | Info | 8400
Camera - Network |  | TNO-4051T | VGA Thermal | T Series | VGA | Bullet | NDAA compliant | IP Network Thermal Camera T Series in versione da installare su brandeggi, VGA risoluzione 640 x 480, ottica fissa da 35 mm, H.265, H.264, MJPEG, max 30fps@ a tutte le risoluzioni, Motion detection, Handover, Tampering, Loitering , Directional detection, Audio detection,Shock detection, Hallway view, SD / SDHC / SDXC memory slot (Max. 256GB), WiseStreamII, PoE, 24V AC, 12V DC , IP66, NEMA4X, IK10 | Info | 8400
Camera - Network |  | TNO-4030TR | VGA Thermal Radiometric | T Series | VGA | Bullet | NDAA compliant | IP Network Thermal Radiometric Camera T Series VGA risoluzione 640 x 480, ottica fissa da 13mm, H.265, H.264, MJPEG, max 30fps@ a tutte le risoluzioni, Motion detection, Handover, Tampering, Loitering , Directional detection, Audio detection, Sound classification, Shock detection,Temperature detection, Hallway view, SD / SDHC / SDXC memory slot (Max. 256GB), WiseStreamII, PoE, 24V AC, 12V DC , IP66, NEMA4X, IK10 | Info | 8400
Camera - Network |  | TNO-4040TR | VGA Thermal Radiometric | T Series | VGA | Bullet | NDAA compliant | IP Network Thermal Radiometric Camera T Series VGA risoluzione 640 x 480, ottica fissa da 19mm, H.265, H.264, MJPEG, max 30fps@ a tutte le risoluzioni, Motion detection, Handover, Tampering, Loitering , Directional detection, Audio detection, Sound classification, Shock detection,Temperature detection, Hallway view, SD / SDHC / SDXC memory slot (Max. 256GB), WiseStreamII, PoE, 24V AC, 12V DC , IP66, NEMA4X, IK10 | Info | 8400
Camera - Network |  | TNO-4041TR | VGA Thermal Radiometric | T Series | VGA | Bullet | NDAA compliant | IP Network Thermal Radiometric Camera in versione da installare su brandeggi mobili, T Series VGA risoluzione 640 x 480, ottica fissa da 19mm, H.265, H.264, MJPEG, max 30fps@ a tutte le risoluzioni, Motion detection, Handover, Tampering, Loitering , Directional detection, Audio detection, Sound classification, Shock detection,Temperature detection, Hallway view, SD / SDHC / SDXC memory slot (Max. 256GB), WiseStreamII, PoE, 24V AC, 12V DC , IP66, NEMA4X, IK10 | Info | 8400
Camera - Network |  | TNO-L4030T | VGA Thermal | T Series | VGA | Bullet | NDAA compliant | T Series network outdoor thermal bullet camera, VGA @8fps, 13mm fixed lens (48.6°), triple codec H.265/H.264/MJPEG with WiseStream II, Multiple streaming, Hallway View, Motion detection, Tampering detection, Handover, 7 colour palettes, Digital Image Stabilization with built-in Gyro Sensor, Bi-directional audio and microSD/SDHC/SDXC slot, IP66, IK10, Nema 4X, PoE/12VDC/24VAC | Info | 7000
Camera - Network |  | TNO-L4030TR | VGA Thermal | T Series | VGA | Bullet | NDAA compliant | T Series network outdoor thermal radiometric bullet camera, VGA @8fps, 13mm fixed lens (48.6°), triple codec H.265/H.264/MJPEG with WiseStream II, Multiple streaming, Hallway View, Motion detection, Tampering detection, Handover, 7 colour palettes, Digital Image Stabilization with built-in Gyro Sensor, Radiometry, Bi-directional audio and microSD/SDHC/SDXC slot, IP66, IK10, Nema 4X, PoE/12VDC/24VAC | Info | 8400
Camera - Network |  | TNO-L3030T | QVGA Thermal | T Series | QVGA | Bullet | NDAA compliant | T Series network outdoor thermal bullet camera, QVGA @8fps, 13.7mm fixed lens (16°), triple codec H.265/H.264/MJPEG with WiseStream II, Multiple streaming, Advanced Video Analytics and Sound Classification, Hallway View, Motion detection, Shock detection, Temperature detection, Handover, 7 colour palettes, Digital Image Stabilization with built-in Gyro Sensor, Bi-directional audio and microSD/SDHC/SDXC slot, IP66, IK10, Nema 4X, PoE/12VDC/24VAC | Info | 4100
IP Audio System
Microphone |  | SPA-M2000 | IP Microphone | IP Audio |  | IP Audio | NDAA compliant | IP Microphone, +10dBV ±3dB Output level, 100Hz ~ 18kHz Frequency Response, PoE, SIP Protocol | Info | 1687
Audio Module |  | SPA-B1000 | IP Audio Bridge | IP Audio |  | IP Audio | NDAA compliant | Analogue to IP Audio Bridge, POE 15w/24 VDC | Info | 601
Speaker |  | SPA-C100B | IP Ceiling Speaker | IP Audio |  | IP Audio | NDAA compliant | IP Speaker da soffitto, include 10W amplificatore Classe D, PoE & PoE+, 1GBytes memoria interna, 99dB pressione massima suono, 120Hz ~ 20kHz range frequenza, 90dB sensibilità, IPv4, HTTP, SIP, mDNS, DNS, NTP, TCP, UDP, DHCP, ARP, ICMP protocolli supportati, TTS (English, German, French, Spanish, Audio Monitoring (Speaker, test connessione), Multi-source Dynamic PA control (Up to 48 ch., 256 Zone, 255 Groups) Colore Nero | Info | 743
Speaker |  | SPA-C100W | IP Ceiling Speaker | IP Audio |  | IP Audio | NDAA compliant | IP Speaker da soffitto, include 10W amplificatore Classe D, PoE & PoE+, 1GBytes memoria interna, 99dB pressione massima suono, 120Hz ~ 20kHz range frequenza, 90dB sensibilità, IPv4, HTTP, SIP, mDNS, DNS, NTP, TCP, UDP, DHCP, ARP, ICMP protocolli supportati, TTS (English, German, French, Spanish, Audio Monitoring (Speaker, test connessione), Multi-source Dynamic PA control (Up to 48 ch., 256 Zone, 255 Groups) Colore Bianco | Info | 743
Speaker |  | SPA-W100B | IP Wall Speaker | IP Audio |  | IP Audio | NDAA compliant | IP Speaker da Muro, include 10W amplificatore Classe D, PoE & PoE+, 1GBytes memoria interna, 99dB pressione massima suono, 120Hz ~ 20kHz range frequenza, 90dB sensibilità, IPv4, HTTP, SIP, mDNS, DNS, NTP, TCP, UDP, DHCP, ARP, ICMP protocolli supportati, TTS (English, German, French, Spanish, Audio Monitoring (Speaker, test connessione), Multi-source Dynamic PA control (Up to 48 ch., 256 Zone, 255 Groups), IP54, Colore Nero | Info | 967
Speaker |  | SPA-W100W | IP Wall Speaker | IP Audio |  | IP Audio | NDAA compliant | IP Speaker da Muro, include 10W amplificatore Classe D, PoE & PoE+, 1GBytes memoria interna, 99dB pressione massima suono, 120Hz ~ 20kHz range frequenza, 90dB sensibilità, IPv4, HTTP, SIP, mDNS, DNS, NTP, TCP, UDP, DHCP, ARP, ICMP protocolli supportati, TTS (English, German, French, Spanish, Audio Monitoring (Speaker, test connessione), Multi-source Dynamic PA control (Up to 48 ch., 256 Zone, 255 Groups), IP54, Colore Bianco | Info | 967
Speaker |  | SPA-H100B | IP Horn Speaker | IP Audio |  | IP Audio | NDAA compliant | IP tromba speaker, include 10W amplificatore Classe D, PoE & PoE+, 1GBytes memoria interna, 99dB pressione massima suono, 650Hz ~ 5.3kHz range frequenza, 111dB sensibilità, IPv4, HTTP, SIP, mDNS, DNS, NTP, TCP, UDP, DHCP, ARP, ICMP protocolli supportati, TTS (English, German, French, Spanish, Audio Monitoring (Speaker, test connessione), Multi-source Dynamic PA control (Up to 48 ch., 256 Zone, 255 Groups), IP66, Colore Nero | Info | 1071
Speaker |  | SPA-H100W | IP Horn Speaker | IP Audio |  | IP Audio | NDAA compliant | IP tromba speaker, include 10W amplificatore Classe D, PoE & PoE+, 1GBytes memoria interna, 99dB pressione massima suono, 650Hz ~ 5.3kHz range frequenza, 111dB sensibilità, IPv4, HTTP, SIP, mDNS, DNS, NTP, TCP, UDP, DHCP, ARP, ICMP protocolli supportati, TTS (English, German, French, Spanish, Audio Monitoring (Speaker, test connessione), Multi-source Dynamic PA control (Up to 48 ch., 256 Zone, 255 Groups), IP66, Colore Bianco | Info | 1071
Speaker |  | SPA-P100B | IP Pendant Speaker | IP Audio |  | IP Audio | NDAA compliant | IP speaker a pendente, include 10W amplificatore Classe D, PoE & PoE+, 1GBytes memoria interna, 99dB pressione massima suono, 130Hz ~ 20kHz range frequenza, 91dB sensibilità, IPv4, HTTP, SIP, mDNS, DNS, NTP, TCP, UDP, DHCP, ARP, ICMP protocolli supportati, TTS (English, German, French, Spanish, Audio Monitoring (Speaker, test connessione), Multi-source Dynamic PA control (Up to 48 ch., 256 Zone, 255 Groups), Colore Nero | Info | 892
Speaker |  | SPA-P100W | IP Pendant Speaker | IP Audio |  | IP Audio | NDAA compliant | IP speaker a pendente, include 10W amplificatore Classe D, PoE & PoE+, 1GBytes memoria interna, 99dB pressione massima suono, 130Hz ~ 20kHz range frequenza, 91dB sensibilità, IPv4, HTTP, SIP, mDNS, DNS, NTP, TCP, UDP, DHCP, ARP, ICMP protocolli supportati, TTS (English, German, French, Spanish, Audio Monitoring (Speaker, test connessione), Multi-source Dynamic PA control (Up to 48 ch., 256 Zone, 255 Groups), Colore Bianco | Info | 892
Audio Module |  | SPA-D1000 | IP Audio Module | IP Audio |  | IP Audio | NDAA compliant | IP Modulo Audio, +6dBV ±3dB livello uscita, 20Hz ~ 20kHz range di Frequenza , include amplificatore 10W Classe D, PoE & PoE+, 1GBytes memoria interna, IPv4, HTTP, SIP, mDNS, DNS, NTP, TCP, UDP, DHCP, ARP, ICMP protocolli supportati, TTS (English, German, French, Spanish, Audio Monitoring (Speaker, test connessione), Multi-source Dynamic PA control (Up to 48 ch., 256 Zone, 255 Groups) | Info | 639
Microphone |  | SPA-M1000 | IP Microphone | IP Audio |  | IP Audio | Prodotto End Of Life, Disponibilità Limitata | IP Microfono, +10dBV ±3dB livello uscita, 100Hz ~ 18kHz range di frequenza, PoE | Info | 1687
Audio Server |  | SPA-S1000 | IP Audio Server | IP Audio |  | IP Audio | NDAA compliant | IP Audio Server, 10/100 Base-T Ethernet, PoE, IPv4, HTTP, SIP, mDNS, DNS, NTP, TCP, UDP, DHCP, ARP, ICMP protocolli supportati, Multi-source Dynamic PA control (Up to 48 ch., 256 Zone, 255 Groups) | Info | 4913
Telecamere & NVR Serie A
Camera - Network |  | ANV-L6012R | 2MP IR Vandal Dome | A Series | 2MP | Vandal Dome | NDAA compliant | A Series IP Vandal Dome da esterno, Risoluzione Max. 2Megapixel (1920 x 1080), ottica fissa da 2.8mm, 0.03Lux (Color), 0Lux (B/W, IR LED on), Max. 30fps@2MP (H.265 / H.264), Streaming multipli, Day & Night, WDR (120dB), Tampering, Motion detection, Defocus detection, Directional detection, Enter/Exit, Tampering, Virtual line, Micro SD / SDHC slot memoria (Max. 32GB), Hallway view, WiseStream II, IR 30m, IP66, IK10, PoE, colore bianco | info | 190
Camera - Network |  | ANV-L6023R | 2MP IR Vandal (Mini) Dome | A Series | 2MP | Vandal Dome | NDAA compliant | A Series IP Vandal mini Dome da esterno, Risoluzione Max. 2Megapixel (1920 x 1080), ottica fissa da 3.6mm, 0.03Lux (Color), 0Lux (B/W, IR LED on), Max. 30fps@2MP (H.265 / H.264), Streaming multipli, Day & Night, WDR (120dB), Tampering, Motion detection, Defocus detection, Directional detection, Enter/Exit, Tampering, Virtual line, Micro SD / SDHC slot memoria (Max. 32GB), Hallway view, WiseStream II, IR 15m, IP66, IK10, PoE, colore bianco | info | 260
Camera - Network |  | ANV-L6082R | 2MP IR Vandal Dome | A Series | 2MP | Vandal Dome | NDAA compliant | A Series IP Vandal Dome da esterno, Risoluzione Max. 2Megapixel (1920 x 1080), ottica varifocale motorizzata da 3.2 a 10mm, 0.03Lux (Color), 0Lux (B/W, IR LED on), Max. 30fps@2MP (H.265 / H.264), Streaming multipli, Day & Night, WDR (120dB), Tampering, Motion detection, Defocus detection, Directional detection, Enter/Exit, Tampering, Virtual line, Micro SD / SDHC slot memoria (Max. 32GB), Hallway view, WiseStream II, IR 30m, IP66, IK10, PoE, colore bianco | info | 280
Camera - Network |  | ANV-L7012R | 4MP IR Vandal Dome | A Series | 4MP | Vandal Dome | NDAA compliant | A Series IP Vandal Dome da esterno, Risoluzione Max. 4Megapixel (2560 x 1440), ottica fissa da 3mm, 0.1Lux (Color), 0Lux (B/W, IR LED on), Max. 30fps@4MP (H.265 / H.264), Streaming multipli, Day & Night, WDR (120dB), Tampering, Motion detection, Defocus detection, Directional detection, Enter/Exit, Tampering, Virtual line, Micro SD / SDHC / SDXC slot memoria (Max. 128GB), Hallway view, WiseStream II, IR 20m, IP66, IK10, PoE, colore bianco | info | 220
Camera - Network |  | ANV-L7082R | 4MP IR Vandal Dome | A Series | 4MP | Vandal Dome | NDAA compliant | A Series IP Vandal Dome da esterno, Risoluzione Max. 4Megapixel (2560 x 1440), ottica varifocale motorizzata da 3.3 a 10.3mm, 0.1Lux (Color), 0Lux (B/W, IR LED on), Max. 30fps@4MP (H.265 / H.264), Streaming multipli, Day & Night, WDR (120dB), Tampering, Motion detection, Defocus detection, Directional detection, Enter/Exit, Tampering, Virtual line, Micro SD / SDHC / SDXC slot memoria (Max. 128GB), Hallway view, WiseStream II, IR 30m, IP66, IK10, PoE, colore bianco | info | 300
Camera - Network |  | ANO-L6012R | 2MP IR Bullet | A Series | 2MP | Bullet | NDAA compliant | A Series IP Bullet da esterno, Risoluzione Max. 2Megapixel (1920 x 1080), ottica fissa da 2.8mm, 0.03Lux (Color), 0Lux (B/W, IR LED on), Max. 30fps@2MP (H.265 / H.264), Streaming multipli, Day & Night, WDR (120dB), Tampering, Motion detection, Defocus detection, Directional detection, Enter/Exit, Tampering, Virtual line, Micro SD / SDHC slot memoria (Max. 32GB), Hallway view, WiseStream II, IR 30m, IP66, PoE | info | 190
Camera - Network |  | ANO-L6022R | 2MP IR Bullet | A Series | 2MP | Bullet | NDAA compliant | A Series IP Bullet da esterno, Risoluzione Max. 2Megapixel (1920 x 1080), ottica fissa da 4mm, 0.03Lux (Color), 0Lux (B/W, IR LED on), Max. 30fps@2MP (H.265 / H.264), Streaming multipli, Day & Night, WDR (120dB), Tampering, Motion detection, Defocus detection, Directional detection, Enter/Exit, Tampering, Virtual line, Micro SD / SDHC slot memoria (Max. 32GB), Hallway view, WiseStream II, IR 30m, IP66, PoE | info | 190
Camera - Network |  | ANO-L6082R | 2MP IR Bullet | A Series | 2MP | Bullet | NDAA compliant | A Series IP Bullet da esterno, Risoluzione Max. 2Megapixel (1920 x 1080), ottica varifocale motorizzata da 3.3 a 10.3mm, 0.03Lux (Color), 0Lux (B/W, IR LED on), Max. 30fps@2MP (H.265 / H.264), Streaming multipli, Day & Night, WDR (120dB), Tampering, Motion detection, Defocus detection, Directional detection, Enter/Exit, Tampering, Virtual line, Micro SD / SDHC / SDXC slot memoria (Max. 128GB), Hallway view, WiseStream II, IR 30m, IP66, PoE | info | 280
Camera - Network |  | ANO-L7012R | 4MP IR Bullet | A Series | 4MP | Bullet | NDAA compliant | A Series IP Bullet da esterno, Risoluzione Max. 4Megapixel (2560 x 1440), ottica fissa da 3mm, 0.1Lux (Color), 0Lux (B/W, IR LED on), Max. 30fps@4MP (H.265 / H.264), Streaming multipli, Day & Night, WDR (120dB), Tampering, Motion detection, Defocus detection, Directional detection, Enter/Exit, Tampering, Virtual line, Micro SD / SDHC / SDXC slot memoria (Max. 128GB), Hallway view, WiseStream II, IR 20m, IP66, PoE | info | 220
Camera - Network |  | ANO-L7022R | 4MP IR Bullet | A Series | 4MP | Bullet | NDAA compliant | A Series IP Bullet da esterno, Risoluzione Max. 4Megapixel (2560 x 1440), ottica fissa da 4mm, 0.13Lux (Color), 0Lux (B/W, IR LED on), Max. 30fps@4MP (H.265 / H.264), Streaming multipli, Day & Night, WDR (120dB), Tampering, Motion detection, Defocus detection, Directional detection, Enter/Exit, Tampering, Virtual line, Micro SD / SDHC / SDXC slot memoria (Max. 128GB), Hallway view, WiseStream II, IR 25m, IP66, PoE | info | 220
Camera - Network |  | ANO-L7082R | 4MP IR Bullet | A Series | 4MP | Bullet | NDAA compliant | A Series IP Bullet da esterno, Risoluzione Max. 4Megapixel (2560 x 1440), ottica varifocale motorizzata da 3.3 a 10.3mm, 0.03Lux (Color), 0Lux (B/W, IR LED on), Max. 30fps@4MP (H.265 / H.264), Streaming multipli, Day & Night, WDR (120dB), Tampering, Motion detection, Defocus detection, Directional detection, Enter/Exit, Tampering, Virtual line, Micro SD / SDHC / SDXC slot memoria (Max. 128GB), Hallway view, WiseStream II, IR 30m, IP66, PoE | info | 300
Camera - Network |  | ANE-L7012L | 4MP Luce Bianca Flayeye | A Series | 4MP | Flateye | NDAA compliant | A Series IP Vandal Flateye da esterno con luce bianca LED, Risoluzione Max. 4Megapixel (2560 x 1440), ottica fissa da 3mm, 0.05Lux (Color), Max. 30fps@4MP (H.265 / H.264), Streaming multipli, Day & Night, WDR (120dB), Tampering, Motion detection, Defocus detection, Directional detection, Enter/Exit, Tampering, Virtual line, Micro SD / SDHC slot memoria (Max. 32GB), Hallway view, WiseStream II, Luce bianca LED fino a 20m, IP67, IK10, PoE | info | 270
Camera - Network |  | ANE-L6012R | 2MP IR Flateye | A Series | 2MP | Flateye | NDAA compliant | A Series IP Vandal Flateye da esterno, Risoluzione Max. 2Megapixel (1920 x 1080), ottica fissa da 2.8mm, 0.03Lux (Color), 0Lux (B/W, IR LED on), Max. 30fps@2MP (H.265 / H.264), Streaming multipli, Day & Night, WDR (120dB), Tampering, Motion detection, Defocus detection, Directional detection, Enter/Exit, Tampering, Virtual line, Micro SD / SDHC slot memoria (Max. 32GB), Hallway view, WiseStream II, IR 20m, IP66, IK10, PoE | info | 250
Camera - Network |  | ANE-L7012R | 4MP IR Flateye | A Series | 2MP | Flateye | NDAA compliant | A Series IP Vandal Flateye da esterno, Risoluzione Max. 4Megapixel (2560 x 1440), ottica fissa da 2.8mm, 0.13Lux (Color), 0Lux (B/W, IR LED on), Max. 30fps@4MP (H.265 / H.264), Streaming multipli, Day & Night, WDR (120dB), Tampering, Motion detection, Defocus detection, Directional detection, Enter/Exit, Tampering, Virtual line, Micro SD / SDHC / SDXC slot memoria (Max. 128GB), Hallway view, WiseStream II, IR 20m, IP67, IK10, PoE | info | 270
Recording - Network |  | ARN-410S | 4CH PoE NVR | A Series | 4CH | NVR | NDAA compliant | NVR PoE 4CH, max 8MP per canale, triplo codec H.265/H.264/MJPEG registrazione Dual Track, banda passante per registrazione 40Mbps, Plug & play tramite 4 porte PoE, ARB (Automatic Recovery Backup), 1 HDD SATA interno (6 TB max), monitor locale HDMI 4K, SUNAPI, ONVIF, configurazione semplice (Installazione guidata, P2P), No HDD | info | 350
Recording - Network |  | ARN-810S | 8CH PoE NVR | A Series | 8CH | NVR | NDAA compliant | NVR PoE 8CH, max 8MP per canale, triplo codec H.265/H.264/MJPEG registrazione Dual Track, banda passante per registrazione 60Mbps, Plug & play tramite 8 porte PoE, ARB (Automatic Recovery Backup), 1 HDD SATA interno (6 TB max), monitor locale HDMI 4K, SUNAPI, ONVIF, configurazione semplice (Installazione guidata, P2P), No HDD | info | 430
Recording - Network |  | ARN-1610S | 16CH PoE NVR | A Series | 16CH | NVR | NDAA compliant | NVR PoE 16CH, max 8MP per canale, triplo codec H.265/H.264/MJPEG registrazione Dual Track, banda passante per registrazione 80Mbps, Plug & play tramite 16 porte PoE, ARB (Automatic Recovery Backup), 2 HDD SATA interni (6 TB max per disco, totale 12TB max), monitor locale HDMI/VGA, SUNAPI, ONVIF, configurazione semplice (Installazione guidata, P2P), No HDD | info | 600
Telecamere AI - Deep Learning
Camera - Network |  | QNF-C9010 | 12MP Indoor AI Fisheye | Q Series | 12MP | Fisheye | New Product NDAA compliant | Telecamera di rete serie Q da interno Fisheye , risoluzione massima 12MP 3008x3008 @ 20fps, focale fissa 1.76mm, H185°/V185°, H.265/H.264/MJPEG codec, WiseStreamIII (bassato su motore AI), WiseNR Ⅱ (basato su motore AI), extremeWDR (120dB), Rotazione digitale, motion detection basato su motore AI, classificazione oggetti AI: Persona/Veicoli, Attributi oggetto (Persona: colore vestiti (top/bottom), Veicoli: Colore, analisi video basata su motore AI: Virtual line (Crossing/Direction), Virtual area (Loitering/Intrusion/Enter/Exit/(Dis)Appear), BestShot, Eventi di analitica (Defocus, Tampering), business intelligence basata su motore AI (Heatmap, Queue management, People counting), slot microSD (fino a 256GB), IP42, temperature di esercizio: -10°C~+40°C (+14°F~+104°F), alimentazione: PoE, RJ45. | Info | 950
Camera - Network |  | QNF-C9010V | 12MP Outdoor AI Fisheye | Q Series | 12MP | Fisheye | New Product NDAA compliant | Telecamera di rete serie Q da esterno Fisheye , risoluzione massima 12MP 3008x3008 @ 20fps, focale fissa 1.76mm, H185°/V185°, H.265/H.264/MJPEG codec, WiseStreamIII (bassato su motore AI), WiseNR Ⅱ (basato su motore AI), extremeWDR (120dB), Rotazione digitale, motion detection basato su motore AI, classificazione oggetti AI: Persona/Veicoli, Attributi oggetto (Persona: colore vestiti (top/bottom), Veicoli: Colore, analisi video basata su motore AI: Virtual line (Crossing/Direction), Virtual area (Loitering/Intrusion/Enter/Exit/(Dis)Appear), BestShot, Eventi di analitica (Defocus, Tampering), business intelligence basata su motore AI (Heatmap, Queue management, People counting), slot microSD (fino a 256GB), IP66, IK10, NEMA 4X, temperature di esercizio: -40°C~+55°C (-40°F~+131°F), alimentazione: PoE, RJ45 | Info | 1100
Camera - Network |  | XND-A9084RV | 8MP AI IR Indoor Dome | X Series | 8MP | Dome | New Product NDAA compliant | SoC Wisenet 9, Telecamera di rete da interno AI IR Dome, risoluzione 8MP@30FPS, varifocale motorizzata4.4~9.3mm (2.1x), (113°~47°), H.265/H.264/MJPEG codec, IR visibile fino a 40m (131.2ft), porta USB-C per facilitare installazione, Day & Night (ICR), extremeWDR (120dB), cupola resistente, stabilizzatore digitale con sensore giroscopico integrato, Handover, WiseStream basato su motore AI, WiseNR Ⅱ (basato su motore AI), Dynamic privacy mask, analisi video basata su motore AI (Motion & Object detection, Line crossing, IVA area, Slip & Fall, classificazione suoni), classificazione oggetti aI (Persona/Volto/Veicolo/targa), classificazione attributi per oggetto (Persona: Gender/colore vestiti/borsa, Volto: fascia età/Gender/mascherina/occhiali, Veicoli: tipologia/colore), BestShot, eventi di analitica (Defocus, Motion, Tampering, Fog, Audio & Shock detection), business intelligence basata su motore AI (Persona/Veicolo/assembramenti, gestione code, Heatmap), slot microSD (fino a 1TB), IP52, IK10, temperature di esercizio: -10°C~+50°C (14°F~+122°F), alimentazione: PoE, connettore RJ-45 metallico schermato. | info | 1450
Camera - Network |  | XNO-A9084R | 8MP AI IR Bullet | X Series | 8MP | Dome | New Product NDAA compliant | SoC Wisenet 9, Telecamera di rete da esterno AI IR bullet, risoluzione 8MP@30FPS, varifocale motorizzata4.4~9.3mm (2.1x), (113°~47°), H.265/H.264/MJPEG codec, IR visibile fino a 40m (131.2ft), porta USB-C per facilitare installazione, Day & Night (ICR), extremeWDR (120dB), cupola resistente, stabilizzatore digitale con sensore giroscopico integrato, Handover, WiseStream basato su motore AI, WiseNR Ⅱ (basato su motore AI), Dynamic privacy mask, analisi video basata su motore AI (Motion & Object detection, Line crossing, IVA area, Slip & Fall, classificazione suoni), classificazione oggetti aI (Persona/Volto/Veicolo/targa), classificazione attributi per oggetto (Persona: Gender/colore vestiti/borsa, Volto: fascia età/Gender/mascherina/occhiali, Veicoli: tipologia/colore), BestShot, eventi di analitica (Defocus, Motion, Tampering, Fog, Audio & Shock detection), business intelligence basata su motore AI (Persona/Veicolo/assembramenti, gestione code, Heatmap), slot microSD (fino a 1TB), IP66/IP67, IK10, NEMA 4X, NEMA-TS 2(2.2.7.2-8, 2.2.8, 2.2.9), temperature di esercizio: -40°C~+60°C (-40°F~+140°F), alimentazione: PoE, connettore RJ-45 metallisco schermato. | info | 1600
Camera - Network |  | XNV-A9084R | 8MP AI IR Outdoor Vandal Dome | X Series | 8MP | Dome | New Product NDAA compliant | SoC Wisenet 9, Telecamera di rete da esterno AI IR dome antivandalo, risoluzione 8MP@30FPS, varifocale motorizzata4.4~9.3mm (2.1x), (113°~47°), H.265/H.264/MJPEG codec, IR visibile fino a 40m (131.2ft), porta USB-C per facilitare installazione, Day & Night (ICR), extremeWDR (120dB), cupola resistente, stabilizzatore digitale con sensore giroscopico integrato, Handover, WiseStream basato su motore AI, WiseNR Ⅱ (basato su motore AI), Dynamic privacy mask, analisi video basata su motore AI (Motion & Object detection, Line crossing, IVA area, Slip & Fall, classificazione suoni), classificazione oggetti aI (Persona/Volto/Veicolo/targa), classificazione attributi per oggetto (Persona: Gender/colore vestiti/borsa, Volto: fascia età/Gender/mascherina/occhiali, Veicoli: tipologia/colore), BestShot, eventi di analitica (Defocus, Motion, Tampering, Fog, Audio & Shock detection), business intelligence basata su motore AI (Persona/Veicolo/assembramenti, gestione code, Heatmap), slot microSD (fino a 1TB), IP66/IP67, IK10, NEMA 4X, NEMA-TS 2(2.2.7.2-8, 2.2.8, 2.2.9), temperature di esercizio: -40°C~+60°C (-40°F~+140°F), alimentazione: PoE, connettore RJ-45 metallisco schermato. | info | 1600
Camera - Network |  | XND-A8084RV | 5MP AI IR Indoor Dome | X Series | 5MP | Dome | New Product NDAA compliant | SoC Wisenet 9, Telecamera di rete da interno AI IR Dome, risoluzione 5MP@30FPS, varifocale motorizzata3.3~9.3mm (2.8x), (113°~47°), H.265/H.264/MJPEG codec, IR visibile fino a 40m (131.2ft), porta USB-C per facilitare installazione, Day & Night (ICR), extremeWDR (120dB), cupola resistente, stabilizzatore digitale con sensore giroscopico integrato, Handover, WiseStream basato su motore AI, WiseNR Ⅱ (basato su motore AI), Dynamic privacy mask, analisi video basata su motore AI (Motion & Object detection, Line crossing, IVA area, Slip & Fall, classificazione suoni), classificazione oggetti aI (Persona/Volto/Veicolo/targa), classificazione attributi per oggetto (Persona: Gender/colore vestiti/borsa, Volto: fascia età/Gender/mascherina/occhiali, Veicoli: tipologia/colore), BestShot, eventi di analitica (Defocus, Motion, Tampering, Fog, Audio & Shock detection), business intelligence basata su motore AI (Persona/Veicolo/assembramenti, gestione code, Heatmap), slot microSD (fino a 1TB), IP52, IK10, temperature di esercizio: -10°C~+50°C (14°F~+122°F), alimentazione: PoE, connettore RJ-45 metallico schermato. | Info | 1250
Camera - Network |  | XNO-A8084R | 5MP AI IR Bullet | X Series | 5MP | Bullet | New Product NDAA compliant | SoC Wisenet 9, Telecamera di rete da esterno AI IR bullet, risoluzione 5MP@30FPS, varifocale motorizzata3.3~9.3mm (2.8x), (113°~47°), H.265/H.264/MJPEG codec, IR visibile fino a 40m (131.2ft), porta USB-C per facilitare installazione, Day & Night (ICR), extremeWDR (120dB), cupola resistente, stabilizzatore digitale con sensore giroscopico integrato, Handover, WiseStream basato su motore AI, WiseNR Ⅱ (basato su motore AI), Dynamic privacy mask, analisi video basata su motore AI (Motion & Object detection, Line crossing, IVA area, Slip & Fall, classificazione suoni), classificazione oggetti aI (Persona/Volto/Veicolo/targa), classificazione attributi per oggetto (Persona: Gender/colore vestiti/borsa, Volto: fascia età/Gender/mascherina/occhiali, Veicoli: tipologia/colore), BestShot, eventi di analitica (Defocus, Motion, Tampering, Fog, Audio & Shock detection), business intelligence basata su motore AI (Persona/Veicolo/assembramenti, gestione code, Heatmap), slot microSD (fino a 1TB), IP66/IP67, IK10, NEMA 4X, NEMA-TS 2(2.2.7.2-8, 2.2.8, 2.2.9), temperature di esercizio: -40°C~+60°C (-40°F~+140°F), alimentazione: PoE, connettore RJ-45 metallisco schermato. | Info | 1450
Camera - Network |  | XNV-A8084R | 5MP AI IR Outdoor Vandal Dome | X Series | 5MP | Bullet | New Product NDAA compliant | SoC Wisenet 9, Telecamera di rete da esterno AI IR dome antivandalo, risoluzione 5MP@30FPS, varifocale motorizzata3.3~9.3mm (2.8x), (113°~47°), H.265/H.264/MJPEG codec, IR visibile fino a 40m (131.2ft), porta USB-C per facilitare installazione, Day & Night (ICR), extremeWDR (120dB), cupola resistente, stabilizzatore digitale con sensore giroscopico integrato, Handover, WiseStream basato su motore AI, WiseNR Ⅱ (basato su motore AI), Dynamic privacy mask, analisi video basata su motore AI (Motion & Object detection, Line crossing, IVA area, Slip & Fall, classificazione suoni), classificazione oggetti aI (Persona/Volto/Veicolo/targa), classificazione attributi per oggetto (Persona: Gender/colore vestiti/borsa, Volto: fascia età/Gender/mascherina/occhiali, Veicoli: tipologia/colore), BestShot, eventi di analitica (Defocus, Motion, Tampering, Fog, Audio & Shock detection), business intelligence basata su motore AI (Persona/Veicolo/assembramenti, gestione code, Heatmap), slot microSD (fino a 1TB), IP66/IP67, IK10, NEMA 4X, NEMA-TS 2(2.2.7.2-8, 2.2.8, 2.2.9), temperature di esercizio: -40°C~+60°C (-40°F~+140°F), alimentazione: PoE, connettore RJ-45 metallisco schermato. | Info | 1450
Camera - Network |  | PNO-A9311RLP | 8MP, AI IR Zoom (31x), Bullet Camera with Wisenet Road AI | P Series | 8MP | Bullet | NDAA compliant | P series 8MP AI IR 31x Bullet Camera con Applicazione Wisenet Road AI e 32GB scheda SD - sorveglianza traffico ad alto scorrimento con copertura di 2 corsie e velocità massima dei veicoli fino a 100km/h (65mph). Risoluzione 4K @30FPS, 0.05Lux@F1.6 (Color), 0Lux (B/W, IR LED on), Giorno & Notte(ICR), 6.91~214.64mm (31x) zoom ottico, WDR(120dB) H.265, H.264, MJPEG codec, Temperature di esercizio: -40°C~+55°C(-40°F ~ +131°F), Power: PoE+/12VDC, Metal shielded RJ-45, IP66/IP67, IK10, NEMA4X. Applicazione Wisenet Road AI (Pre-installata) include: Licenza Lettura targa, classificazione Brand/Modello/Colore, Tipologia Veicolo (Car, SUV, VAN, LCV, Truck, Bus, Bike), Lista notifiche, Individuazione direzione veicolo, Smart Search (targa, paese, brand, modello, colore, tipo veicolo), Statistiche veicolo (per giorno, settimana, 5 brand maggiori, 5 modelli maggiori e tipologia) | Info | 3500
Camera - Network |  | TNV-C8014RM | 5MP AI IR Mobile Camera | T Series | 5MP | Mobile | NDAA compliant | T Series, Mobile IR antivandalo dome camera, 5MP, (2592x1944) 30fps, triplo codec H.265/H.264/MJPEG con tecnologia WiseStream, focale fissa 3mm (H:100°/V: 73°), microfono integrato, 120dB WDR, IR fino a 30m(98.43ft), Motion detection basato su motore AI, analisi video basata su motore AI[Object detection and Classification (Persona(colore vestiti),Veicolo (tipologia, colore); BestShot, Virtual line, Virtual area], defocus detection, shock detection, hallway View, Riscaldatore, DIS con sensore giroscopico, Dynamic privacy masking, integrato slot microSD (1x256GB), IP66, IK10, temperature di esercizio: -40°C~+55°C(-40°F~+131°F), connettore di rete M12 (connectore M12 to RJ-45 non incluso) | Info | 780
Camera - Network |  | TNV-C8034RM | 5MP AI IR Mobile Camera | T Series | 5MP | Mobile | NDAA compliant | T Series, Mobile IR antivandalo dome camera, 5MP, (2592x1944) 30fps, triplo codec H.265/H.264/MJPEG con tecnologia WiseStream, focale fissa 6mm (H:50°/V: 37°), microfono integrato, 120dB WDR, IR fino a 30m(98.43ft), Motion detection basato su motore AI, analisi video basata su motore AI[Object detection and Classification (Persona(colore vestiti),Veicolo (tipologia, colore); BestShot, Virtual line, Virtual area], defocus detection, shock detection, hallway View, Riscaldatore, DIS con sensore giroscopico, Dynamic privacy masking, integrato slot microSD (1x256GB), IP66, IK10, temperature di esercizio: -40°C~+55°C(-40°F~+131°F), connettore di rete M12 (connectore M12 to RJ-45 non incluso) | Info | 780
Camera - Network |  | QNO-C6083R | 2MP IR AI Bullet | Q Series | 2MP | Bullet | NDAA compliant | Q Series network vandal bullet camera da esterno, 2MP @ 30fps, varifocal motorizzata 3.2~10.2mm (H: 102.0°~32.2° / V: 54.2°~18.3°), triplo codec H.265/H.264/MJPEG con Wisestream III (basato su motore AI), WiseNRⅡ(basato su motore AI), WDR 120dB, IR visibile 40m (131.23ft), WiseMD basato su motore AI, classificazione oggetti: Persona/Veicolo (tipologia veicolo: auto/bus/camion/motorino/biciletta); eventi IVA basati su motore AI: Virtual line (Crossing/Direction), Virtual area (Loitering/Intrusion/Enter/Exit/(Dis)Appear), *Audio: selezionabile(mic in/line in), defocus detection, hallway View, SD card, video analytics, USB per semplice installazione, open platform, IP66, IK10, PoE, temperatura di esercizio -40°C~+55°C(-40°F ~ +131°F) Colore bianco. | Info | 620
Camera - Network |  | QNV-C6083R | 2MP IR AI Vandal Dome | Q Series | 2MP | Vandal Dome | NDAA compliant | Q Series network vandal dome camera da esterno, 2K @ 30fps,varifocal motorizzata 3.2~10.2mm (H: 102.0°~32.2° / V: 54.2°~18.3°), triplo codec H.265/H.264/MJPEG con Wisestream III (basato su motore AI), WiseNRⅡ(basato su motore AI), WDR 120dB, IR visibile 40m (131.23ft), WiseMD basato su motore AI, classificazione oggetti: Persona/Veicolo (tipologia veicolo: auto/bus/camion/motorino/biciletta); eventi IVA basati su motore AI: Virtual line (Crossing/Direction), Virtual area (Loitering/Intrusion/Enter/Exit/(Dis)Appear), *Audio: selezionabile(mic in/line in), defocus detection, hallway View, SD card, video analytics, USB per semplice installazione, open platform, IP66, IK10, PoE, temperatura di esercizio -40°C~+55°C(-40°F ~ +131°F) Colore bianco. * Alarm I/O e audio supportati attraverso cavo opzionale (SPP-C7400). | Info | 620
Camera - Network |  | PNO-A9311R | 4K AI IR 31x Zoom Bullet | P Series | 4K | Bullet | NDAA compliant | P series 4K Telecamera Bullet di rete AI IR 31x Zoom, Risoluzione Massima 4K @30FPS, 0.075Lux@F1.36 (Color), 0Lux (B/W, IR LED on), Day & Night(ICR), 6.91~214.7mm(31x) varifocale motorizzata, WiseIR fino a 70m (229.66ft), WDR(120dB) H.265, H.264, MJPEG codec, WiseStreamⅡ, WiseStreamⅢ (Con motore AI), Analisi video basata su Motore AI [ Individuazione e classificazione oggetti (Persona, Volto, Veicolo, Targa), individuazione mascherina, distanziamento sociale, uomo a terra, Attributi umani, BestShot] Conteggio persone, Heatmap, gestione code, Compatibile con Wisenet Retail Insight v2.0 for Business Intelligence. Funzionalità di apprendimento intelligente Machine Learning (basata su motore AI) Wisenet Detector. Fascia d'Età/genere, struttura modulare per facile installazione, 2 slot micro SD card (512GB x2), Temperature di esercizio: -40°C~+55°C(-40°F ~ +131°F), Alimentazione: PoE+/12VDC, Connettore in metallo RJ-45, IP66/IP67/IP6K9K, IK10, NEMA4X | Info | 2550
Camera - Network |  | QNE-C9013RL | 8MP Dual Light Outdoor FlatEye | Q Series | 4K | Flateye | NDAA compliant | Q series telecamera di rete flat-eye, risoluzione 4K @ 30fps, focale fissa 3mm (H: 108°/ V: 59°), triplo coded H.265/H.264/MJPEG con Wisestream III, 120dB WDR, Dual Light – Luce bianca LED fino a 30m (98ft), IR visibile fino a 30m (98ft), Motion Detection basato su motore AI, Classificazione oggetti: Persona/Veicolo (tipologia veicolo: auto/bus/camion/motociclo/biciclo); Analsi video intelligente basata su motore AI:Attraversamento Linea, Virtual area (Loitering/Intrusion/Enter/Exit/(Dis)Appear), individuazione defocus, hallway View, SD card, IP66/IP67, IK10, PoE, Temperatura esercizio -40°C~+60°C(-40°F ~ +140°F) Colore Bianco | Info | 750
Camera - Network |  | QNE-C8013RL | 5MP Dual Light Outdoor FlatEye | Q Series | 5MP | Flateye | NDAA compliant | Q series telecamera di rete flat-eye, risoluzione 5MP @ 30fps, focale fissa 3mm (H: 97°/ V: 53°), triplo coded H.265/H.264/MJPEG con Wisestream III, 120dB WDR, Dual Light – Luce bianca LED fino a 30m (98ft), IR visibile fino a 30m (98ft), Motion Detection basato su motore AI, Classificazione oggetti: Persona/Veicolo (tipologia veicolo: auto/bus/camion/motociclo/biciclo); Analsi video intelligente basata su motore AI:Attraversamento Linea, Virtual area (Loitering/Intrusion/Enter/Exit/(Dis)Appear), individuazione defocus, hallway View, SD card, IP66/IP67, IK10, PoE, Temperatura esercizio -40°C~+60°C(-40°F ~ +140°F) Colore Bianco | Info | 660
Camera - Network |  | TNB-9000 | 8K AI Box Camera | T Series | 8K | Box | NDAA compliant | T Series network 8K Box camera, 43.3 full frame sensore CMOS, 32MP @15fps, Autofocus, compatibilita' con ottiche EF , triplo codec H.265/H.264/MJPEG con WiseStream II, Streaming multipli, BLC/DWDR, Auto Day & Night (ICR), Nuova video analisi Deep Learning (classificazione degli oggetti), Motion detection, Directional detection, Defocus detection, Enter/Exit, Loitering, Virtual line, Tampering, Appear/Disappear, Audio detection, Sound classification, audio bidirezionale e slot micro SD/SDHC/SDXC, HPoE/12VDC | Info | 15267
Camera - Network |  | TNF-9010 | 12MP Sensor AI Fisheye Parking Guidance Camera | T Series | 12MP | Fisheye | NDAA compliant | Fisheye Camera T Series con DSP Wisenet 7 network 4K sensore da 12MP - per indicazioni sul parcheggio, 12MP @30fps, lente tipo Stereographic, 360° monitoring con onboard dewarping, triplo codec H.265/H.264/MJPEG con WiseStream II, Streming Multipli, extreme WDR (120dB), fino a 16 lots, vari colori LED & singolo/duplice modo, installazione centrale o su pista laterale, tecnologia AI per rilevazione parcheggio, Modalità di visualizzazione variabili, Digital PTZ, Defocus/audio detection e tampering, 2x microSD/SDHC/SDXC 1 slot up to 512GB, PoE/12VDC | Info | 1200
Camera - Network |  | PNB-A9001 | 4K AI Box Camera | P Series | 4K | Box | NDAA compliant | P Series network 4K AI box camera, 8MP @30fps, triplo codec H.265/H.264/MJPEG con WiseStream II, Streaming multipli, 120dB WDR, Auto Day & Night (ICR), IR visione fino a 30m, Classificazione oggetti tipo : Persona/Volti/Veicoli/Targhe con attributi, BestShot per oggetto, Analisi degli eventi basati su tecnologia AI : Rilevazione oggetto, Direzione oggetto, auto tracking digitale, Ingresso/Uscita, Loitering, Linea Virtuale, Eventi di analisi : Defocus detection, Motion detection, Appear/Disappear, Tampering, Audio detection, Sound classification, Shock detection, Business Analytics, Hallway view, audio bidirezionale e due slot microSD/SDHC/SDXC, PoE+/12VDC | Info | 1500
Camera - Network |  | QNO-C8083R | 5MP AI IR Bullet Camera | Q Series | 5MP | Bullet | NDAA compliant | Q Series network outdoor vandal bullet camera, 5MP @ 30fps, varifocale motorizzata 3.2~10.2mm (H: 95°~29° / V: 69°~21°), triplo codec H.265/H.264/MJPEG con Wisestream III (Basato su Motore AI), WiseNRⅡ(Basato su Motore AI), WDR 120dB, IR visibile 30m (98ft), WiseMD Basato su Motore AI, Classificazione oggetti: Persona/Veicolo (tipologia Veicolo: auto/bus/camion/motociclo/bicicletta); eventi IVA Basati su Motore AI: Virtual line (Crossing/Direction), Virtual area (Loitering/Intrusion/Enter/Exit/(Dis)Appear), *Audio: selezionabile(mic in/line in), defocus detection, hallway View, SD card, video analytics, USB per semplice installazione, open platform, IP66, IK10, PoE, temperature di esercizio -30°C~+55°C(-22°F ~ +131°F) colore bianco. | Info | 790
Camera - Network |  | QNV-C8083R | 5MP AI IR Outdoor Vandal Dome | Q Series | 5MP | Vandal Dome | NDAA compliant | Q Series network vandal dome camera da esterno, 5MP @ 30fps,varifocal motorizzata 3.2~10.2mm (H: 95°~29° / V: 69°~21°), triplo codec H.265/H.264/MJPEG con Wisestream III (basato su motore AI), WiseNRⅡ(basato su motore AI), WDR 120dB, IR visibile 30m (98ft), WiseMD basato su motore AI, classificazione oggetti: Persona/Veicolo (tipologia veicolo: auto/bus/camion/motorino/biciletta); eventi IVA basati su motore AI: Virtual line (Crossing/Direction), Virtual area (Loitering/Intrusion/Enter/Exit/(Dis)Appear), *Audio: selezionabile(mic in/line in), defocus detection, hallway View, SD card, video analytics, USB per semplice installazione, open platform, IP66, IK10, PoE, temperatura di esercizio -30°C~+55°C(-22°F ~ +131°F) Colore bianco. | Info | 790
Camera - Network |  | QNO-C9083R | 4K AI IR Bullet Camera | Q Series | 4K | Bullet | NDAA compliant | Q Series network outdoor vandal bullet camera, 4K @ 30fps, varifocale motorizzata 3.2~10.2mm (H: 95°~29° / V: 69°~21°), triplo codec H.265/H.264/MJPEG con Wisestream III (Basato su Motore AI), WiseNRⅡ(Basato su Motore AI), WDR 120dB, IR visibile 30m (98ft), WiseMD Basato su Motore AI, Classificazione oggetti: Persona/Veicolo (tipologia Veicolo: auto/bus/camion/motociclo/bicicletta); eventi IVA Basati su Motore AI: Virtual line (Crossing/Direction), Virtual area (Loitering/Intrusion/Enter/Exit/(Dis)Appear), *Audio: selezionabile(mic in/line in), defocus detection, hallway View, SD card, video analytics, USB per semplice installazione, open platform, IP66, IK10, PoE, temperature di esercizio -30°C~+55°C(-22°F ~ +131°F) colore bianco. | Info | 930
Camera - Network |  | QNV-C9083R | 4K AI IR Outdoor Vandal Dome | Q Series | 4K | Vandal Dome | NDAA compliant | Q Series network vandal dome camera da esterno, 4K @ 30fps,varifocal motorizzata 3.2~10.2mm (H: 95°~29° / V: 69°~21°), triplo codec H.265/H.264/MJPEG con Wisestream III (basato su motore AI), WiseNRⅡ(basato su motore AI), WDR 120dB, IR visibile 30m (98ft), WiseMD basato su motore AI, classificazione oggetti: Persona/Veicolo (tipologia veicolo: auto/bus/camion/motorino/biciletta); eventi IVA basati su motore AI: Virtual line (Crossing/Direction), Virtual area (Loitering/Intrusion/Enter/Exit/(Dis)Appear), *Audio: selezionabile(mic in/line in), defocus detection, hallway View, SD card, video analytics, USB per semplice installazione, open platform, IP66, IK10, PoE, temperatura di esercizio -30°C~+55°C(-22°F ~ +131°F) Colore bianco. | Info | 930
Camera - Network |  | QNV-C8011R | 5MP AI IR Outdoor Vandal Dome | Q Series | 5MP | Vandal Dome | NDAA compliant | Q Series mini network vandal dome camera da esterno, 5MP @ 30fps, focale fissa 2.4mm (H:100°/V: 73°), triplo codec H.265/H.264/MJPEG con Wisestream III (Basato su Motore AI), WiseNRⅡ(Basato su Motore AI), WDR 120dB, IR visibile fino a 20m(65.62ft), WiseMD Basato su Motore AI, Classificazione oggetti: Persona/Veicolo (tipologia Veicolo: auto/bus/camion/motociclo/bicicletta); eventi IVA Basati su Motore AI: Virtual line (Crossing/Direction), Virtual area (Loitering/Intrusion/Enter/Exit/(Dis)Appear), defocus detection, hallway View, SD card, video analytics, USB per semplice installation, open platform, IP66, IK10, NEMA4X, PoE, temperature di esercizio -40°C~+55°C(-40°F ~ +131°F) colore bianco. | Info | 549
Camera - Network |  | QNV-C8012 | 5MP AI Outdoor Vandal Dome | Q Series | 5MP | Vandal Dome | NDAA compliant | Q Series mini network vandal dome camera da esterno, 5MP @ 30fps, focale fissa 3mm (H:123°/V: 91°), triplo codec H.265/H.264/MJPEG con Wisestream III (Basato su Motore AI), WiseNRⅡ(Basato su Motore AI), WDR 120dB, WiseMD Basato su Motore AI, Classificazione oggetti: Persona/Veicolo (tipologia Veicolo: auto/bus/camion/motociclo/bicicletta); eventi IVA Basati su Motore AI: Virtual line (Crossing/Direction), Virtual area (Loitering/Intrusion/Enter/Exit/(Dis)Appear), defocus detection, hallway View, SD card, video analytics, USB per semplice installation, open platform, IP66, IK10, NEMA4X, PoE, temperature di esercizio -40°C~+55°C(-40°F ~ +131°F) colore bianco. | Info | 549
Camera - Network |  | QNV-C9011R | 4K AI IR Outdoor Vandal Dome | Q Series | 4K | Vandal Dome | NDAA compliant | Q Series mini network vandal dome camera da esterno, 4K @ 30fps, focale fissa 3mm (H:108°/V:59°), triplo codec H.265/H.264/MJPEG con Wisestream III (Basato su Motore AI), WiseNRⅡ(Basato su Motore AI), WDR 120dB, IR visibile fino a 20m(65.62ft), WiseMD Basato su Motore AI, Classificazione oggetti: Persona/Veicolo (tipologia Veicolo: auto/bus/camion/motociclo/bicicletta); eventi IVA Basati su Motore AI: Virtual line (Crossing/Direction), Virtual area (Loitering/Intrusion/Enter/Exit/(Dis)Appear), defocus detection, hallway View, SD card, video analytics, USB per semplice installation, open platform, IP66, IK10, NEMA4X, PoE, temperature di esercizio -40°C~+55°C(-40°F ~ +131°F) colore bianco. | Info | 649
Camera - Network |  | XNP-C9310R | 8MP 31x AI Focus IR PTZ | X Series | 8MP | PTZ | NDAA compliant | Processore Wisenet 7 PTZ Plus con AI, risoluzione UHD 4K @ 30FPS, lente 6,91mm~214,64mm (31x), wiper integrato e Wise IR adattivo fino a 250m, extreme WDR 120dB, Day & Night ICR, codec supportati H.265, H.264, MJPEG, Eventi analisi video basati su motore AI: Individuazione oggetti (Persona/Volto/Veicolo/Targa), IVA (Virtual line/Area, Enter/Exit, Loitering, direction, intrusion), eventi di analisi: Defocus detection, Motion detection, Tampering, Fog detection, Audio detection, Sound classification (with NW I/O box), tracciamento per oggetti (Persone/Veicoli), Target lock track, BLC, HLC, SSDR, riscaldatore elimina condensa/elimina neve, IP66, IK10, NEMA4X, NEMA-TS 2(2.2.8, 2.2.9), FIPS 140-2, HPoE injector incluso, Temperature di esercizio -40°C~+55°C(-40°F ~ +131°F), (Compatibile con I/O Box SPM-4210) | Info | 5100
Camera - Network |  | XNP-C9303RW | 4K 30X AI IR Wiper PTZ | X Series | 4K | PTZ | NDAA compliant | Processore Wisenet 7 PTZ Plus con AI, risoluzione 4K @ 30FPS, lente 5mm~150mm (30x), wiper integrato e Wise IR adattivo fino a 200m, extreme WDR 120dB, Day & Night ICR, codec supportati H.265, H.264, MJPEG, Eventi analisi video basati su motore AI: Individuazione oggetti (Persona/Volto/Veicolo/Targa), IVA (Virtual line/Area, Enter/Exit, Loitering, direction, intrusion), eventi di analisi: Defocus detection, Motion detection, Tampering, Fog detection, Audio detection, Sound classification (with NW I/O box), tracciamento per oggetti (Persone/Veicoli), Target lock track, BLC, HLC, SSDR, riscaldatore elimina condensa/elimina neve, IP66, IK10, NEMA4X, NEMA-TS 2(2.2.8, 2.2.9), FIPS 140-2, HPoE injector incluso, Temperature di esercizio -40°C~+55°C(-40°F ~ +131°F), (Compatibile con I/O Box SPM-4210) | Info | 5100
Camera - Network |  | XNP-C9253R | 4K 25X AI IR PTZ | X Series | 4K | PTZ | NDAA compliant | Processore Wisenet 7 PTZ Plus con AI, risoluzione 4K @ 30FPS, lente 5mm~125mm (25x), Wise IR adattivo fino a 200m, extreme WDR 120dB, Day & Night ICR, codec supportati H.265, H.264, MJPEG, Eventi analisi video basati su motore AI: Individuazione oggetti (Persona/Volto/Veicolo/Targa), IVA (Virtual line/Area, Enter/Exit, Loitering, direction, intrusion), eventi di analisi: Defocus detection, Motion detection, Tampering, Fog detection, Audio detection, Sound classification (with NW I/O box), tracciamento per oggetti (Persone/Veicoli), Target lock track, BLC, HLC, SSDR, riscaldatore elimina condensa/elimina neve, IP66, IK10, NEMA4X, NEMA-TS 2(2.2.8, 2.2.9), FIPS 140-2, HPoE injector incluso, Temperature di esercizio -40°C~+55°C(-40°F ~ +131°F), (Compatibile con I/O Box SPM-4210) | Info | 4750
Camera - Network |  | XNP-C9253 | 4K 25X AI PTZ | X Series | 4K | PTZ | NDAA compliant | Processore Wisenet 7 PTZ Plus con AI, risoluzione 4K @ 30FPS, lente 5mm~125mm (25x), Wise IR adattivo fino a 200m, extreme WDR 120dB, Day & Night ICR, codec supportati H.265, H.264, MJPEG, Eventi analisi video basati su motore AI: Individuazione oggetti (Persona/Volto/Veicolo/Targa), IVA (Virtual line/Area, Enter/Exit, Loitering, direction, intrusion), eventi di analisi: Defocus detection, Motion detection, Tampering, Fog detection, Audio detection, Sound classification (with NW I/O box), tracciamento per oggetti (Persone/Veicoli), Target lock track, BLC, HLC, SSDR, riscaldatore elimina condensa/elimina neve, IP66, IK10, NEMA4X, NEMA-TS 2(2.2.8, 2.2.9), FIPS 140-2, HPoE injector incluso, Temperature di esercizio -40°C~+55°C(-40°F ~ +131°F), (Compatibile con I/O Box SPM-4210) | Info | 4500
Camera - Network |  | XNP-C8303RW | 6MP 30X AI IR Wiper PTZ | X Series | 6MP | PTZ | NDAA compliant | Processore Wisenet 7 PTZ Plus con AI, risoluzione 6MP@ 30FPS, lente 5mm~150mm (30x), wiper integrato e Wise IR adattivo fino a 200m, extreme WDR 120dB, Day & Night ICR, codec supportati H.265, H.264, MJPEG, Eventi analisi video basati su motore AI: Individuazione oggetti (Persona/Volto/Veicolo/Targa), IVA (Virtual line/Area, Enter/Exit, Loitering, direction, intrusion), eventi di analisi: Defocus detection, Motion detection, Tampering, Fog detection, Audio detection, Sound classification (with NW I/O box), tracciamento per oggetti (Persone/Veicoli), Target lock track, BLC, HLC, SSDR, riscaldatore elimina condensa/elimina neve, IP66, IK10, NEMA4X, NEMA-TS 2(2.2.8, 2.2.9), FIPS 140-2, HPoE injector incluso, Temperature di esercizio -40°C~+55°C(-40°F ~ +131°F), (Compatibile con I/O Box SPM-4210) | Info | 4750
Camera - Network |  | XNP-C8253R | 6MP 25X AI IR PTZ | X Series | 6MP | PTZ | NDAA compliant | Processore Wisenet 7 PTZ Plus con AI, risoluzione 6MP@ 30FPS, lente 5mm~125mm (25x),Wise IR adattivo fino a 200m, extreme WDR 120dB, Day & Night ICR, codec supportati H.265, H.264, MJPEG, Eventi analisi video basati su motore AI: Individuazione oggetti (Persona/Volto/Veicolo/Targa), IVA (Virtual line/Area, Enter/Exit, Loitering, direction, intrusion), eventi di analisi: Defocus detection, Motion detection, Tampering, Fog detection, Audio detection, Sound classification (with NW I/O box), tracciamento per oggetti (Persone/Veicoli), Target lock track, BLC, HLC, SSDR, riscaldatore elimina condensa/elimina neve, IP66, IK10, NEMA4X, NEMA-TS 2(2.2.8, 2.2.9), FIPS 140-2, HPoE injector incluso, Temperature di esercizio -40°C~+55°C(-40°F ~ +131°F), (Compatibile con I/O Box SPM-4210) | Info | 4450
Camera - Network |  | XNP-C8253 | 6MP 25X AI PTZ | X Series | 6MP | PTZ | NDAA compliant | Processore Wisenet 7 PTZ Plus con AI, risoluzione 6MP@ 30FPS, lente 5mm~125mm (25x), extreme WDR 120dB, Day & Night ICR, codec supportati H.265, H.264, MJPEG, Eventi analisi video basati su motore AI: Individuazione oggetti (Persona/Volto/Veicolo/Targa), IVA (Virtual line/Area, Enter/Exit, Loitering, direction, intrusion), eventi di analisi: Defocus detection, Motion detection, Tampering, Fog detection, Audio detection, Sound classification (with NW I/O box), tracciamento per oggetti (Persone/Veicoli), Target lock track, BLC, HLC, SSDR, riscaldatore elimina condensa/elimina neve, IP66, IK10, NEMA4X, NEMA-TS 2(2.2.8, 2.2.9), FIPS 140-2, HPoE injector incluso, Temperature di esercizio -40°C~+55°C(-40°F ~ +131°F), (Compatibile con I/O Box SPM-4210) | Info | 4200
Camera - Network |  | XNP-C7310R | 4MP AI Focus IR PTZ | X Series | 4MP | PTZ | NDAA compliant | Processore Wisenet 7 PTZ Plus con AI, risoluzione 4MP@ 30FPS, lente 6,91mm~214,64mm (31x), extreme WDR 120dB, Day & Night ICR, IR adattivo Wise IR fino a 300m codec supportati H.265, H.264, MJPEG, Eventi analisi video basati su motore AI: Individuazione oggetti (Persona/Volto/Veicolo/Targa), IVA (Virtual line/Area, Enter/Exit, Loitering, direction, intrusion), eventi di analisi: Defocus detection, Motion detection, Tampering, Fog detection, Audio detection, Sound classification (with NW I/O box), tracciamento per oggetti (Persone/Veicoli), Target lock track, BLC, HLC, SSDR, riscaldatore elimina condensa/elimina neve, IP66, IK10, NEMA4X, NEMA-TS 2(2.2.8, 2.2.9), FIPS 140-2, HPoE injector incluso, Temperature di esercizio -40°C~+55°C(-40°F ~ +131°F), (Compatibile con I/O Box SPM-4210) | info | 4250
Camera - Network |  | XNP-C6403RW | 2MP 40X AI IR Wiper PTZ | X Series | 2MP | PTZ | NDAA compliant | Processore Wisenet 7 PTZ Plus con AI, risoluzione 2MP@ 60FPS, lente 4,25mm~170mm (40x), wiper integrato e Wise IR adattivo fino a 200m, extreme WDR 150dB, Day & Night ICR, codec supportati H.265, H.264, MJPEG, Eventi analisi video basati su motore AI: Individuazione oggetti (Persona/Volto/Veicolo/Targa), IVA (Virtual line/Area, Enter/Exit, Loitering, direction, intrusion), eventi di analisi: Defocus detection, Motion detection, Tampering, Fog detection, Audio detection, Sound classification (with NW I/O box), tracciamento per oggetti (Persone/Veicoli), Target lock track, BLC, HLC, SSDR, riscaldatore elimina condensa/elimina neve, IP66, IK10, NEMA4X, NEMA-TS 2(2.2.8, 2.2.9), FIPS 140-2, HPoE injector incluso, Temperature di esercizio -40°C~+55°C(-40°F ~ +131°F), (Compatibile con I/O Box SPM-4210) | Info | 4100
Camera - Network |  | XNP-C6403R | 2MP 40X AI IR PTZ | X Series | 2MP | PTZ | NDAA compliant | Processore Wisenet 7 PTZ Plus con AI, risoluzione 2MP@ 60FPS, lente 4,25mm~170mm (40x), Wise IR adattivo fino a 200m, extreme WDR 150dB, Day & Night ICR, codec supportati H.265, H.264, MJPEG, Eventi analisi video basati su motore AI: Individuazione oggetti (Persona/Volto/Veicolo/Targa), IVA (Virtual line/Area, Enter/Exit, Loitering, direction, intrusion), eventi di analisi: Defocus detection, Motion detection, Tampering, Fog detection, Audio detection, Sound classification (with NW I/O box), tracciamento per oggetti (Persone/Veicoli), Target lock track, BLC, HLC, SSDR, riscaldatore elimina condensa/elimina neve, IP66, IK10, NEMA4X, NEMA-TS 2(2.2.8, 2.2.9), FIPS 140-2, HPoE injector incluso, Temperature di esercizio -40°C~+55°C(-40°F ~ +131°F), (Compatibile con I/O Box SPM-4210) | Info | 3800
Camera - Network |  | XNP-C6403 | 2MP 40X AI PTZ | X Series | 2MP | PTZ | NDAA compliant | Processore Wisenet 7 PTZ Plus con AI, risoluzione 2MP@ 30FPS, lente 4,25mm~170mm (40x), extreme WDR 150dB, Day & Night ICR, codec supportati H.265, H.264, MJPEG, Eventi analisi video basati su motore AI: Individuazione oggetti (Persona/Volto/Veicolo/Targa), IVA (Virtual line/Area, Enter/Exit, Loitering, direction, intrusion), eventi di analisi: Defocus detection, Motion detection, Tampering, Fog detection, Audio detection, Sound classification (with NW I/O box), tracciamento per oggetti (Persone/Veicoli), Target lock track, BLC, HLC, SSDR, riscaldatore elimina condensa/elimina neve, IP66, IK10, NEMA4X, NEMA-TS 2(2.2.8, 2.2.9), FIPS 140-2, HPoE injector incluso, Temperature di esercizio -40°C~+55°C(-40°F ~ +131°F), (Compatibile con I/O Box SPM-4210) | Info | 3550
Camera - Network |  | PNV-A6081R-E1T | 2MP IR Outdoor Vandal Dome con 1TB SolidEDGE WAVE Recording Solution | P Series | 2MP | Vandal Dome | NDAA compliant | SolidEDGE è una potente telecamera 2MP con a bordo 1TB storage Solid State Drive (SSD), che include pre-installato Hanwha WAVE VMS con 1 licenza canale video, capace di registrare fino a 5 telecamere addizionali per un totale di registrazione di n.6 camere (32Mbps banda totale di registrazione). NOTA 1: per registrare telecamere aggiuntive occorre acquistare licenze addizionali WAVE-PRO-XX . P series telecamera di rete IR da esterno antivandalo dome, struttura modulare, 2MP @120fps, varifocale motorizzata 4.38~9.33mm (2.13x), triplo codec H.265/H.264/MJPEG con WiseStream II, Multiple streaming, 120dB WDR, Auto Day & Night (ICR), IR visibile fino a 40m, Motion detection, Hallway view, audio bi-direzionale, IP66/IP67/ IP6K9K, IK10+, NEMA4X, PoE+/12VDC. NOTA: per registrare flussi video di camere aggiuntive occorre acquistare licenze Wave ulteriori. | Info | 2750
Camera - Network |  | PNV-A6081R-E2T | 2MP IR Outdoor Vandal Dome con 2TB SolidEDGE WAVE Recording Solution | P Series | 2MP | Vandal Dome | NDAA compliant | SolidEDGE è una potente telecamera 2MP con a bordo 2TB storage Solid State Drive (SSD), che include pre-installato Hanwha WAVE VMS con 1 licenza canale video, capace di registrare fino a 5 telecamere addizionali per un totale di registrazione di n.6 camere (32Mbps banda totale di registrazione). NOTA 1: per registrare telecamere aggiuntive occorre acquistare licenze addizionali WAVE-PRO-XX . P series telecamera di rete IR da esterno antivandalo dome, struttura modulare, 2MP @120fps, varifocale motorizzata 4.38~9.33mm (2.13x), triplo codec H.265/H.264/MJPEG con WiseStream II, Multiple streaming, 120dB WDR, Auto Day & Night (ICR), IR visibile fino a 40m, Motion detection, Hallway view, audio bi-direzionale, IP66/IP67/ IP6K9K, IK10+, NEMA4X, PoE+/12VDC. NOTA: per registrare flussi video di camere aggiuntive occorre acquistare licenze Wave ulteriori. | Info | 3100
Camera - Network |  | PND-A9081RF | 4K AI IR Flush Mount Indoor Dome | P Series | 4K | Dome | NDAA compliant | P Series network 4K AI IR dome camera da incasso per interno, 8MP @30fps, ottica varifocale motorizzata da 4.5~10mm (2.2x), triplo codec H.265/H.264/MJPEG con WiseStream II, Streaming multipli, 120dB WDR, Auto Day & Night (ICR), IR visione fino a 30m, Classificazione oggetti tipo : Persona/Volti/Veicoli/Targhe con attributi, BestShot per oggetto, Analisi degli eventi basati su tecnologia AI : Rilevazione oggetto, Direzione oggetto, auto tracking digitale, Ingresso/Uscita, Loitering, Linea Virtuale, Eventi di analisi : Defocus detection, Motion detection, Appear/Disappear, Tampering, Audio detection, Sound classification, Shock detection, Business Analytics, Hallway view, audio bidirezionale e due slot microSD/SDHC/SDXC, IP52, IK10, Plenum rate, PoE+/12VDC | Info | 1950
Camera - Network |  | PND-A9081RV | 4K AI IR Indoor Dome | P Series | 4K | Dome | NDAA compliant | P Series network 4K AI IR dome camera da interno, 8MP @30fps, ottica varifocale motorizzata da 4.5~10mm (2.2x), triplo codec H.265/H.264/MJPEG con WiseStream II, Streaming multipli, 120dB WDR, Auto Day & Night (ICR), IR visione fino a 30m, Classificazione oggetti tipo : Persona/Volti/Veicoli/Targhe con attributi, BestShot per oggetto, Analisi degli eventi basati su tecnologia AI : Rilevazione oggetto, Direzione oggetto, auto tracking digitale, Ingresso/Uscita, Loitering, Linea Virtuale, Eventi di analisi : Defocus detection, Motion detection, Appear/Disappear, Tampering, Audio detection, Sound classification, Shock detection, Business Analytics, Hallway view, audio bidirezionale e due slot microSD/SDHC/SDXC, IP52, IK10, PoE+/12VDC | Info | 1950
Camera - Network |  | PNO-A9081R | 4K AI IR Bullet | P Series | 4K | Bullet | NDAA compliant | P Series network 4K AI IR bullet camera da esterno, 8MP @30fps, ottica varifocale motorizzata da 4.5~10mm (2.2x), triplo codec H.265/H.264/MJPEG con WiseStream II, Streaming multipli, 120dB WDR, Day & Night (ICR), IR visione fino a 30m, Classificazione oggetti tipo : Persona/Volti/Veicoli/Targhe con attributi, BestShot per oggetto, Analisi degli eventi basati su tecnologia AI : Rilevazione oggetto, Direzione oggetto, auto tracking digitale, Ingresso/Uscita, Loitering, Linea Virtuale, Eventi di analisi : Defocus detection, Motion detection, Appear/Disappear, Tampering, Audio detection, Sound classification, Shock detection, Business Analytics, Hallway view, audio bidirezionale e due slot microSD/SDHC/SDXC, IP66/IP67/ IP6K9K, IK10+, NEMA4X, PoE+/12VDC | Info | 2050
Camera - Network |  | PNV-A9081R | 4K AI IR Outdoor Vandal Dome | P Series | 4K | Vandal Dome | NDAA compliant | P Series network 4K AI IR vandal dome camera da esterno, 8MP @30fps, ottica varifocale motorizzata da 4.5~10mm (2.2x), triplo codec H.265/H.264/MJPEG con WiseStream II, Streaming multipli, 120dB WDR, Auto Day & Night (ICR), IR visione fino a 30m, Classificazione oggetti tipo : Persona/Volti/Veicoli/Targhe con attributi, BestShot per oggetto, Analisi degli eventi basati su tecnologia AI : Rilevazione oggetto, Direzione oggetto, auto tracking digitale, Ingresso/Uscita, Loitering, Linea Virtuale, Eventi di analisi : Defocus detection, Motion detection, Appear/Disappear, Tampering, Audio detection, Sound classification, Shock detection, Business Analytics, Hallway view, audio bidirezionale e due slot microSD/SDHC/SDXC, IP66/IP67/ IP6K9K, IK10+, NEMA4X, PoE+/12VDC | Info | 2150
Camera - Network |  | XND-9083RV | 4K AI IR Dome Camera | X Series | 4K | Dome | NDAA compliant | X Series powered by Wisenet 7 AI network IR indoor vandal dome camera, Modular structure X PLUS, 8MP @30fps, 4.4 ~ 9.3mm motorized vari-focal lens (2.1x) (112.1°~47.5°), triple codec H.265/H.264/MJPEG with WiseStream II, Multiple streaming, 120dB WDR, True Day & Night (ICR), High Powered IR LEDs with IR viewable length 50m, Analytics events based on AI engine (NPU) : Object detection (Person/Face/ Vehicle – car, truck, bus, bicycle, motorcycle/Licence plate),IVA (Virtual line/Area, Enter/Exit, Loitering, Direction, Intrusion),Analytics events : Defocus detection, Motion detection, Tampering, Fog detection, HLC, Digital Image Stabilization with Gyro sensor, Bi-directional audio and dual microSD/SDHC /SDXC slot, ONVIF S/G/T, USB port for easy installation, IP52, IK10, PoE+/12VDC, white colour skins included | info | 1750
Camera - Network |  | XND-C9083RV | 4K AI IR Dome Camera | X Series | 4K | Dome | NDAA compliant | X Series powered by Wisenet 7 AI network IR indoor vandal dome camera,8MP @30fps, 4.4 ~ 9.3mm motorized vari-focal lens (2.1x) (112.1°~47.5°), triple codec H.265/H.264/MJPEG with WiseStream II, Multiple streaming, 120dB WDR, True Day & Night (ICR), High Powered IR LEDs with IR viewable length 40m, Analytics events based on AI engine (NPU) : Object detection (Person /Face/Vehicle – car, truck, bus, bicycle, motorcycle/Licence plate),IVA (Virtual line/Area, Enter/Exit, Loitering, Direction, Intrusion),Analytics events : Defocus detection, Motion detection, Tampering, Fog detection,, HLC, Digital Image Stabilization with Gyro sensor, Bi-directional audio and single microSD/SDHC/SDXC slot, ONVIF S/G/T, USB port for easy installation, IP52, IK10, PoE/12VDC, white skins included | info | 1550
Camera - Network |  | XNO-9083R | 4K AI IR Bullet Camera | X Series | 4K | Bullet | NDAA compliant | X Series AI powered by Wisenet 7 network outdoor vandal bullet camera, 8MP @30fps, 4.4~9.3mm motorized varifocal lens (2.1x), triple codec H.265/H.264/MJPEG with WiseStream III, Multiple streaming, extreme WDR (120dB), Auto Day & Night (ICR), IR viewable length 50m, Next level Cybersecurity, Analytics events based on AI engine (NPU) : Object detection (Person/Face/Vehicle – car, truck, bus, bicycle, motorcycle/License plate),IVA (Virtual line/Area, Enter/Exit, Loitering, Direction, Intrusion), Analytics events : Defocus detection, Motion detection, Tampering, Fog detection Audio detection, Sound classification, Shock detection, Appear/Disappear, Digital Image Stabilization with Built-in Gyro sensor, Bi-directional audio and dual microSD/SDHC/SDXC slot, IP66/IP67, IK10, NEMA4X, PoE+/12VDC | Info | 1950
Camera - Network |  | XNO-C9083R | 4K AI IR Bullet Camera | X Series | 4K | Bullet | NDAA compliant | X Series AI powered by Wisenet 7 network outdoor vandal bullet camera, 8MP @30fps, 4.4~9.3mm motorized varifocal lens (2.1x), triple codec H.265/H.264/MJPEG with WiseStream III, Multiple streaming, extreme WDR (120dB), Auto Day & Night (ICR), IR viewable length 40m, Next level Cybersecurity, Analytics events based on AI engine (NPU) : Object detection (Person/Face/Vehicle – car, truck, bus, bicycle, motorcycle/License plate),IVA (Virtual line/Area, Enter/Exit, Loitering, Direction, Intrusion), Analytics events : Defocus detection, Motion detection, Tampering, Fog detection Audio detection, Sound classification, Shock detection, Appear/Disappear, Digital Image Stabilization with Built-in Gyro sensor, Bi-directional audio and microSD/SDHC/SDXC slot, IP66/IP67, IK10, NEMA4X, PoE/12VDC | Info | 1750
Camera - Network |  | XNV-9083R | 4K AI IR Outdoor Vandal Dome | X Series | 4K | Vandal Dome | NDAA compliant | X Series powered by Wisenet 7 AI network IR outdoor vandal dome camera, Modular structure X PLUS, 6MP @30fps, 4.4 ~9.3mm motorized vari-focal lens (2.1x) (112.1°~47.5°), triple codec H.265/H.264 /MJPEG with WiseStream III, Multiple streaming, 120dB WDR, True Day & Night (ICR), High Powered IR LEDs with IR viewable length 50m, Analytics events based on AI engine (NPU) : Object detection (Person /Face/Vehicle – car, truck, bus, bicycle, motorcycle/Licence plate),IVA (Virtual line/Area, Enter/Exit, Loitering, Direction, Intrusion),Analytics events : Defocus detection, Motion detection, Tampering, Fog detection, HLC, Digital Image Stabilization with Gyro sensor, Bi-directional audio and dual microSD/SDHC /SDXC slot, ONVIF S/G/T, USB port for easy installation, IP67/IP66/IP6K9K, IK10+, Nema 4X, PoE+/12VDC, white colour skins included | Info | 1950
Camera - Network |  | XNV-C9083R | 4K AI IR Vandal Dome Camera | X Series | 4K | Vandal Dome | NDAA compliant | X Series powered by Wisenet 7 AI network IR outdoor vandal dome camera,8MP @30fps, 4.4 ~ 9.3mm motorized vari-focal lens (2.1x) (112.1°~47.5°), triple codec H.265/H.264 /MJPEG with WiseStream III, Multiple streaming, 120dB WDR, True Day & Night (ICR), High Powered IR LEDs with IR viewable length 40m, Analytics events based on AI engine (NPU) : Object detection (Person /Face/Vehicle – car, truck, bus, bicycle, motorcycle/Licence plate),IVA (Virtual line/Area, Enter/Exit, Loitering, Direction, Intrusion),Analytics events : Defocus detection, Motion detection, Tampering, Fog detection, HLC, Digital Image Stabilization with Gyro sensor, Bi-directional audio and single microSD/SDHC /SDXC slot, ONVIF S/G/T, USB port for easy installation, IP67/IP66, IK10, Nema 4X, PoE/12VDC, white colour skins included | info | 1750
Camera - Network |  | XNV-9083RZ | 4K AI IR Vandal Dome - Ottica motorizzata Pan-Tilt-Rotate-Zoom | X Series | 4K | Vandal Dome | NDAA compliant | Telecamera AI Dome Antivandalo con processore Wisenet 7. Design modulare X PLUS per installazione semplificata ottica varifocale motorizzata 4.4-9.3mm (2.1x) con motorizzazione remota Pan 0°-350°, Tilt 0°-85°, Rotate 0°-340°, 8MP @ 30fps, ottica varifocale motorizzata 4.4-9.3mm (2.1x), Colore 0.03 Lux (F1.3, 1/30 sec, 30IRE), BW 0 lux ( LED IR ON), Illuminatori IR fino a 30m, Day&Night ICR, extreme WDR (120dB), WiseNR II, WiseStream III, Analisi video con algoritmi AI (NPU): Object detection ( Persona, Volto, Tipologia veicolo - auto, truck, bus, bicicletta, motociclo / identificazione targa), IVA ( linea virtuale, enter/exit, loitering, direzione, intrusione), Defocus, Motion Detection, Audio Detection Classificazione Suoni, Shock Detection, IP66/1P67/IP6K9K, NEMA4X, IK10, Cupola in materiale antigraffio | info | 2050
Camera - Network |  | XNB-8003 | 6MP AI Box Camera | X Series | 6MP | Box | NDAA compliant | X Series AI powered by Wisenet 7 network box camera, 1/1.8" progressive CMOS, 6MP @30fps, 0.03 Lux@F1.2 (Color), 0.03 Lux@F1.2 (B/W),30IRE simple focus, triple codec H.265/H.264/MJPEG with WiseStream III, Multiple streaming, 120dB WDR, True Day & Night (ICR), Analytics events based on AI engine (NPU) : Object detection (Person/Face/Vehicle – car, truck, bus, bicycle, motorcycle/Licence plate), IVA (Virtual line/Area, Enter/Exit, Loitering, Direction, Intrusion), Analytics events: Defocus detection, Motion detection, Tampering, Fog detection, Audio detection, Sound classification, Shock detection, Appear/Disappear,Digital Image Stabilization with built-in Gyro sensor, Bi-directional audio and dual SD/SDHC/SDXC slot, USB port for easy installation, PoE/12VDC | Info | 1050
Camera - Network |  | XND-8083RV | 6MP AI IR Dome Camera | X Series | 6MP | Dome | NDAA compliant | X Series powered by Wisenet 7 AI network IR indoor vandal dome camera, Modular structure X PLUS, 6MP @30fps, 4.4 ~ 9.3mm motorized vari-focal lens (2.1x) (112.1°~47.5°), triple codec H.265/H.264/MJPEG with WiseStream II, Multiple streaming, 120dB WDR, True Day & Night (ICR), High Powered IR LEDs with IR viewable length 50m, Analytics events based on AI engine (NPU) : Object detection (Person/Face/ Vehicle – car, truck, bus, bicycle, motorcycle/Licence plate),IVA (Virtual line/Area, Enter/Exit, Loitering, Direction, Intrusion),Analytics events : Defocus detection, Motion detection, Tampering, Fog detection, HLC, Digital Image Stabilization with Gyro sensor, Bi-directional audio and dual microSD/SDHC /SDXC slot, ONVIF S/G/T, USB port for easy installation, IP52, IK10, PoE+/12VDC, white colour skins included | info | 1550
Camera - Network |  | XND-8093RV | 6MP AI IR Dome Camera | X Series | 6MP | Dome | NDAA compliant | X Series powered by Wisenet 7 AI network IR indoor vandal dome camera, Modular structure X PLUS, 6MP @30fps, 10.9 ~ 29.0mm motorized vari-focal lens (2.7x) (42.0~15.0°), triple codec H.265/H.264/MJPEG with WiseStream II, Multiple streaming, 120dB WDR, True Day & Night (ICR), High Powered IR LEDs with IR viewable length 70m, Analytics events based on AI engine (NPU) : Object detection (Person/Face/ Vehicle – car, truck, bus, bicycle, motorcycle/Licence plate),IVA (Virtual line/Area, Enter/Exit, Loitering, Direction, Intrusion),Analytics events : Defocus detection, Motion detection, Tampering, Fog detection, HLC, Digital Image Stabilization with Gyro sensor, Bi-directional audio and dual microSD/SDHC /SDXC slot, ONVIF S/G/T, USB port for easy installation, IP52, IK10, PoE+/12VDC, white colour skins included | info | 1800
Camera - Network |  | XND-C8083RV | 6MP AI IR Dome Camera | X Series | 6MP | Dome | NDAA compliant | X Series powered by Wisenet 7 AI network IR indoor vandal dome camera,6MP @30fps, 4.4 ~ 9.3mm motorized vari-focal lens (2.1x) (112.1°~47.5°), triple codec H.265/H.264/MJPEG with WiseStream II, Multiple streaming, 120dB WDR, True Day & Night (ICR), High Powered IR LEDs with IR viewable length 40m, Analytics events based on AI engine (NPU) : Object detection (Person /Face/Vehicle – car, truck, bus, bicycle, motorcycle/Licence plate),IVA (Virtual line/Area, Enter/Exit, Loitering, Direction, Intrusion),Analytics events : Defocus detection, Motion detection, Tampering, Fog detection,, HLC, Digital Image Stabilization with Gyro sensor, Bi-directional audio and single microSD/SDHC/SDXC slot, ONVIF S/G/T, USB port for easy installation, IP52, IK10, PoE/12VDC, white skins included | info | 1350
Camera - Network |  | XNO-8083R | 6MP AI IR Bullet Camera | X Series | 6MP | Bullet | NDAA compliant | X Series AI powered by Wisenet 7 network outdoor vandal bullet camera, 6MP @30fps, 4.4~9.3mm motorized varifocal lens (2.1x), triple codec H.265/H.264/MJPEG with WiseStream III, Multiple streaming, extreme WDR (120dB), Auto Day & Night (ICR), IR viewable length 50m, Next level Cybersecurity, Analytics events based on AI engine (NPU) : Object detection (Person/Face/Vehicle – car, truck, bus, bicycle, motorcycle/License plate),IVA (Virtual line/Area, Enter/Exit, Loitering, Direction, Intrusion), Analytics events : Defocus detection, Motion detection, Tampering, Fog detection Audio detection, Sound classification, Shock detection, Appear/Disappear, Digital Image Stabilization with Built-in Gyro sensor, Bi-directional audio and dual microSD/SDHC/SDXC slot, IP66/IP67, IK10, NEMA4X, PoE+/12VDC | Info | 1800
Camera - Network |  | XNO-C8083R | 6MP AI IR Bullet Camera | X Series | 6MP | Bullet | NDAA compliant | X Series AI powered by Wisenet 7 network outdoor vandal bullet camera, 6MP @30fps, 4.4~9.3mm motorized varifocal lens (2.1x), triple codec H.265/H.264/MJPEG with WiseStream III, Multiple streaming, extreme WDR (120dB), Auto Day & Night (ICR), IR viewable length 40m, Next level Cybersecurity, Analytics events based on AI engine (NPU) : Object detection (Person/Face/Vehicle – car, truck, bus, bicycle, motorcycle/License plate),IVA (Virtual line/Area, Enter/Exit, Loitering, Direction, Intrusion), Analytics events : Defocus detection, Motion detection, Tampering, Fog detection Audio detection, Sound classification, Shock detection, Appear/Disappear, Digital Image Stabilization with Built-in Gyro sensor, Bi-directional audio and microSD/SDHC/SDXC slot, IP66/IP67, IK10, NEMA4X, PoE+/12VDC | Info | 1550
Camera - Network |  | XNV-8083R | 6MP AI IR Vandal Dome Camera | X Series | 6MP | Vandal Dome | NDAA compliant | X Series powered by Wisenet 7 AI network IR outdoor vandal dome camera, Modular structure X PLUS, 6MP @30fps, 4.4 ~ 9.3mm motorized vari-focal lens (2.1x) (112.1°~47.5°), triple codec H.265/H.264 /MJPEG with WiseStream III, Multiple streaming, 120dB WDR, True Day & Night (ICR), High Powered IR LEDs with IR viewable length 50m, Analytics events based on AI engine (NPU) : Object detection (Person /Face/Vehicle – car, truck, bus, bicycle, motorcycle/Licence plate),IVA (Virtual line/Area, Enter/Exit, Loitering, Direction, Intrusion),Analytics events : Defocus detection, Motion detection, Tampering, Fog detection, HLC, Digital Image Stabilization with Gyro sensor, Bi-directional audio and dual microSD/SDHC /SDXC slot, ONVIF S/G/T, USB port for easy installation, IP67/IP66/IP6K9K, IK10+, Nema 4X, PoE+/12VDC, white colour skins included | Info | 1800
Camera - Network |  | XNV-8093R | 6MP AI IR Vandal Dome Camera | X Series | 6MP | Vandal Dome | NDAA compliant | X Series powered by Wisenet 7 AI network IR outdoor vandal dome camera, Modular structure X PLUS, 6MP @30fps, 10.9 ~ 29mm motorized vari-focal lens (2.7x) (42°~15°), triple codec H.265/H.264 /MJPEG with WiseStream III, Multiple streaming, 120dB WDR, True Day & Night (ICR), High Powered IR LEDs with IR viewable length 70m, Analytics events based on AI engine (NPU) : Object detection (Person /Face/Vehicle – car, truck, bus, bicycle, motorcycle/Licence plate),IVA (Virtual line/Area, Enter/Exit, Loitering, Direction, Intrusion),Analytics events : Defocus detection, Motion detection, Tampering, Fog detection, HLC, Digital Image Stabilization with Gyro sensor, Bi-directional audio and dual microSD/SDHC /SDXC slot, ONVIF S/G/T, USB port for easy installation, IP67/IP66/IP6K9K, IK10+, Nema 4X, PoE+/12VDC, white colour skins included | Info | 2000
Camera - Network |  | XNV-C8083R | 6MP AI IR Vandal Dome Camera | X Series | 6MP | Vandal Dome | NDAA compliant | X Series powered by Wisenet 7 AI network IR outdoor vandal dome camera,6MP @30fps, 4.4 ~ 9.3mm motorized vari-focal lens (2.1x) (112.1°~47.5°), triple codec H.265/H.264 /MJPEG with WiseStream III, Multiple streaming, 120dB WDR, True Day & Night (ICR), High Powered IR LEDs with IR viewable length 40m, Analytics events based on AI engine (NPU) : Object detection (Person /Face/Vehicle – car, truck, bus, bicycle, motorcycle/Licence plate),IVA (Virtual line/Area, Enter/Exit, Loitering, Direction, Intrusion),Analytics events : Defocus detection, Motion detection, Tampering, Fog detection, HLC, Digital Image Stabilization with Gyro sensor, Bi-directional audio and single microSD/SDHC /SDXC slot, ONVIF S/G/T, USB port for easy installation, IP67/IP66, IK10, Nema 4X, PoE/12VDC, white colour skins included | info | 1550
Camera - Network |  | XNV-8083RZ | 6MP AI IR Vandal Dome - Ottica motorizzata Pan-Tilt-Rotate-Zoom | X Series | 6MP | Vandal Dome | NDAA compliant | Telecamera AI Dome Antivandalo con processore Wisenet 7. Design modulare X PLUS per installazione semplificata ottica varifocale motorizzata 4.4-9.3mm (2.1x) con motorizzazione remota Pan 0°-350°, Tilt 0°-85°, Rotate 0°-340°, 6MP @ 30fps, , Colore 0.03 Lux (F1.3, 1/30 sec, 30IRE), BW 0 lux ( LED IR ON), Illuminatori IR fino a 30m, Day&Night ICR, extreme WDR (120dB), WiseNR II, WiseStream III, Analisi video con algoritmi AI (NPU): Object detection ( Persona, Volto, Tipologia veicolo - auto, truck, bus, bicicletta, motociclo / identificazione targa), IVA ( linea virtuale, enter/exit, loitering, direzione, intrusione), Defocus, Motion Detection, Audio Detection Classificazione Suoni, Shock Detection, IP66/1P67/IP6K9K, NEMA4X, IK10, Cupola in materiale antigraffio | info | 1850
Camera - Network |  | XNV-8083Z | 6MP AI Vandal Dome - Ottica Motorizzata Pan-Tilt-Rotate-Zoom | X Series | 6MP | Vandal Dome | NDAA compliant | Telecamera AI Dome Antivandalo con processore Wisenet 7. Design modulare X PLUS per installazione semplificata, ottica varifocale motorizzata 4.4-9.3mm (2.1x) con motorizzazione remota Pan 0°-350°, Tilt 0°-85°, Rotate 0°-340°, 6MP @ 30fps, , Colore 0.03 Lux (F1.3, 1/30 sec, 30IRE), Day&Night ICR, extreme WDR (120dB), WiseNR II, WiseStream III, Analisi video con algoritmi AI (NPU): Object detection ( Persona, Volto, Tipologia veicolo - auto, truck, bus, bicicletta, motociclo / identificazione targa), IVA ( linea virtuale, enter/exit, loitering, direzione, intrusione), Defocus, Motion Detection, Audio Detection Classificazione Suoni, Shock Detection, IP66/1P67/IP6K9K, NEMA4X, IK10, Cupola in materiale antigraffio | info | 1850
Camera - Network |  | XND-C7083RV | 4MP AI IR Dome Camera | X Series | 4MP | Dome | NDAA compliant | X Series powered by Wisenet 7 AI network IR indoor vandal dome camera,4MP @60fps, 2.8 ~ 10.0mm motorized vari-focal lens (3.6x) (109.7°~30.4°), triple codec H.265/H.264/MJPEG with WiseStream II, Multiple streaming, 120dB WDR, True Day & Night (ICR), High Powered IR LEDs with IR viewable length 40m, Analytics events based on AI engine (NPU) : Object detection (Person /Face/Vehicle – car, truck, bus, bicycle, motorcycle/Licence plate),IVA (Virtual line/Area, Enter/Exit, Loitering, Direction, Intrusion),Analytics events : Defocus detection, Motion detection, Tampering, Fog detection,, HLC, Digital Image Stabilization with Gyro sensor, Bi-directional audio and single microSD/SDHC/SDXC slot, ONVIF S/G/T, USB port for easy installation, IP52, IK10, PoE/12VDC, white skins included | info | 1150
Camera - Network |  | XNO-C7083R | 4MP AI IR Bullet Camera | X Series | 4MP | Bullet | NDAA compliant | X Series AI powered by Wisenet 7 network outdoor vandal bullet camera, 4MP @60fps, 2.8~10mm motorized varifocal lens (3.6x), triple codec H.265/H.264/MJPEG with WiseStream III, Multiple streaming, extreme WDR (120dB), Auto Day & Night (ICR), IR viewable length 40m, Next level Cybersecurity, Analytics events based on AI engine (NPU) : Object detection (Person/Face/Vehicle – car, truck, bus, bicycle, motorcycle/License plate),IVA (Virtual line/Area, Enter/Exit, Loitering, Direction, Intrusion), Analytics events : Defocus detection, Motion detection, Tampering, Fog detection Audio detection, Sound classification, Shock detection, Appear/Disappear, Digital Image Stabilization with Built-in Gyro sensor, Bi-directional audio and microSD/SDHC/SDXC slot, IP66/IP67, IK10, NEMA4X, PoE+/12VDC | info | 1350
Camera - Network |  | XNV-C7083R | 4MP AI IR Vandal Dome Camera | X Series | 4MP | Vandal Dome | NDAA compliant | X Series powered by Wisenet 7 AI network IR outdoor vandal dome camera,4MP @60fps, 2.8 ~ 10.0mm motorized vari-focal lens (3.6x) (109.7°~30.4°), triple codec H.265/H.264 /MJPEG with WiseStream III, Multiple streaming, 120dB WDR, True Day & Night (ICR), High Powered IR LEDs with IR viewable length 40m, Analytics events based on AI engine (NPU) : Object detection (Person /Face/Vehicle – car, truck, bus, bicycle, motorcycle/Licence plate),IVA (Virtual line/Area, Enter/Exit, Loitering, Direction, Intrusion),Analytics events : Defocus detection, Motion detection, Tampering, Fog detection, HLC, Digital Image Stabilization with Gyro sensor, Bi-directional audio and single microSD/SDHC /SDXC slot, ONVIF S/G/T, USB port for easy installation, IP67/IP66, IK10, Nema 4X, PoE/12VDC, white colour skins included | info | 1350
Camera - Network |  | XNB-9003 | 4K AI Box Camera | X Series | 4K | Box | NDAA compliant | X Series AI powered by Wisenet 7 network box camera, 1/1.8" progressive CMOS, 8MP @30fps, 0.03 Lux@F1.2 (Color), 0.03 Lux@F1.2 (B/W),30IRE simple focus, triple codec H.265/H.264/MJPEG with WiseStream III, Multiple streaming, 120dB WDR, True Day & Night (ICR), Analytics events based on AI engine (NPU) : Object detection (Person/Face/Vehicle – car, truck, bus, bicycle, motorcycle/Licence plate), IVA (Virtual line/Area, Enter/Exit, Loitering, Direction, Intrusion), Analytics events: Defocus detection, Motion detection, Tampering, Fog detection, Audio detection, Sound classification, Shock detection, Appear/Disappear,Digital Image Stabilization with built-in Gyro sensor, Bi-directional audio and dual SD/SDHC/SDXC slot, USB port for easy installation, PoE/12VDC | Info | 1150
Camera - Network |  | PNB-A6001 | 2MP AI Box | P Series | 2MP | Box | NDAA compliant | P Series network 2MP AI box camera, 2MP @120fps, triplo codec H.265/H.264/MJPEG con WiseStream II, WiseStream III, Streaming Multipli, 120dB WDR, Auto Day & Night (ICR), Classificazione oggetti tipo : Persone/Volti/Veicoli/Targhe con attributi, BestShot per oggetti, Eventi di Videoanalisi basati su tecnologia AI : Object detection, Face mask detection, Social distancing detection, Directional detection, Digital auto tracking, Enter/Exit, Loitering, Virtual line, Analytics events : Defocus detection, Motion detection, Appear/Disappear, Tampering, Audio detection, Sound classification, Shock detection, Business Analytics, Hallway view, Audio bidirezionale e due slot microSD/SDHC/SDXC , PoE+/12VDC | Info | 1120
Camera - Network |  | PND-A6081RF | 2MP AI IR Flush Mount Indoor Dome | P Series | 2MP | Dome | NDAA compliant | P Series network 2MP AI IR dome camera da interno per controsoffitto, Struttura Modulare X PLUS, 2MP @120fps, ottica varifocale motorizzata da 4.38~9.33mm (2.13x), triplo codec H.265/H.264/MJPEG con WiseStream II, Streaming Multipli, 120dB WDR, Auto Day & Night (ICR), IR fino a 40m, Classificazione degli oggetti tipo : Persone/Volti/Veicoli/Targhe con attributi, BestShot per oggetto, Eventi di Videoanalisi basati su tenologia AI: Object detection, Face mask detection, Social distancing detection, Directional detection, Digital auto tracking, Enter/Exit, Loitering, Virtual line, Analytics events : Defocus detection, Motion detection, Appear/Disappear, Tampering, Audio detection, Sound classification, Shock detection, Business Analytics, Hallway view, Audio bidirezionale e due slot microSD/SDHC/SDXC, IP52, IK10, Plenum rate, PoE+/12VDC | Info | 1470
Camera - Network |  | PND-A6081RV | 2MP AI IR Indoor Dome | P Series | 2MP | Dome | NDAA compliant | P Series network 2MP AI IR dome camera da interno, Struttura Modulare X PLUS, 2MP @120fps, ottica varifocale motorizzata da 4.38~9.33mm (2.13x), triplo codec H.265/H.264/MJPEG con WiseStream II, Streaming Multipli, 120dB WDR, Auto Day & Night (ICR), IR fino a 40m, Classificazione degli oggetti tipo : Persone/Volti/Veicoli/Targhe con attributi, BestShot per oggetto, Eventi di Videoanalisi basati su tenologia AI: Object detection, Face mask detection, Social distancing detection, Directional detection, Digital auto tracking, Enter/Exit, Loitering, Virtual line, Analytics events : Defocus detection, Motion detection, Appear/Disappear, Tampering, Audio detection, Sound classification, Shock detection, Business Analytics, Hallway view, Audio bidirezionale e due slot microSD/SDHC/SDXC, IP52, IK10, PoE+/12VDC | Info | 1470
Camera - Network |  | PNO-A6081R | 2MP AI IR Bullet | P Series | 2MP | Bullet | NDAA compliant | P Series network 2MP AI IR bullet camera antivandalica da esterno, 2MP @120fps, ottica varifocale motorizzata da 4.38~9.33mm (2.13x), triplo codec H.265/H.264/MJPEG con WiseStream II, Streaming Multipli, 120dB WDR, True Day & Night (ICR), IR fino a 40m, Classificazione degli oggetti tipo : Persone/Volti/Veicoli/ Targhe con attributi, BestShot per oggetti, Eventi di Videoanalisi basati su tecnologia AI : Object detection, Face mask detection, Social distancing detection, Directional detection, Digital auto tracking, Enter/Exit, Loitering, Virtual line, Analytics events : Defocus detection, Motion detection, Appear/Disappear, Tampering, Audio detection, Sound classification, Shock detection, Business Analytics, Hallway view, audio bidirezionale e due slot microSD/SDHC/SDXC, IP66/IP67/ IP6K9K, IK10+, NEMA4X, PoE+/12VDC | Info | 1570
Camera - Network |  | PNV-A6081R | 2MP AI IR Outdoor Vandal Dome | P Series | 2MP | Vandal Dome | NDAA compliant | P Series network 2MP AI IR Dome camera antivandalica da esterno, Struttura Modulare X PLUS, 2MP @120fps, ottica varifocale motorizzata da 4.38~9.33mm (2.13x), triplo codec H.265/H.264/MJPEG con WiseStream II, Streaming Multipli, 120dB WDR, Auto Day & Night (ICR), IR fino a 40m, Classificazione degli oggetti tipo : Persone/Volti/Veicoli/Targhe con attributi, BestShot per oggetto, Eventi di Videoanalisi basati su tenologia AI: Object detection, Face mask detection, Social distancing detection, Directional detection, Digital auto tracking, Enter/Exit, Loitering, Virtual line, Analytics events : Defocus detection, Motion detection, Appear/Disappear, Tampering, Audio detection, Sound classification, Shock detection, Business Analytics, Hallway view, Audio bidirezionale e due slot microSD/SDHC/SDXC , IP66/IP67/ IP6K9K, IK10+, NEMA4X, PoE+/12VDC | Info | 1670
Camera - Network |  | XNB-6003 | 2MP AI Box Camera | X Series | 2MP | Box | NDAA compliant | X Series AI powered by Wisenet 7 network box camera, 1/2.8" progressive CMOS, 2MP @120fps, 0.007 Lux@F1.2 (Color), 0.0007 Lux@F1.2 (B/W),30IRE simple focus, triple codec H.265/H.264/MJPEG with WiseStream III, Multiple streaming, 150dB WDR, True Day & Night (ICR), Analytics events based on AI engine : Object detection(Person/Face/Vehicle(car/bus/truck/motorcycle/bicycle)/License plate), IVA (Virtual line/Area, Enter/Exit, Loitering, direction, Appear/Disappear, intrusion); Analytics events : Defocus detection, Motion detection, Tampering, Fog detection, Audio detection, Sound classification, Shock detection,Based on AI engine : People counting, Queue management, Heatmap,Handover, Digital Image Stabilization with built-in Gyro sensor, Bi-directional audio and dual SD/SDHC/SDXC slot, USB port for easy installation, PoE/12VDC | Info | 900
Camera - Network |  | XND-6083RV | 2MP AI IR Dome Camera | X Series | 2MP | Dome | NDAA compliant | X Series powered by Wisenet 7 AI network IR indoor vandal dome camera, Modular structure X PLUS, 2MP @60fps, 2.8 ~ 12.0mm motorized vari-focal lens (4.3x) (119.5°~27.9°), triple codec H.265/H.264/MJPEG with WiseStream II, Multiple streaming, 150dB WDR, True Day & Night (ICR), High Powered IR LEDs with IR viewable length 50m, Analytics events based on AI engine (NPU) : Object detection (Person/Face/ Vehicle – car, truck, bus, bicycle, motorcycle/Licence plate),IVA (Virtual line/Area, Enter/Exit, Loitering, Direction, Intrusion),Analytics events : Defocus detection, Motion detection, Tampering, Fog detection, HLC, Digital Image Stabilization with Gyro sensor, Bi-directional audio and dual microSD/SDHC /SDXC slot, ONVIF S/G/T, USB port for easy installation, IP52, IK10, PoE+/12VDC, white colour skins included | info | 1200
Camera - Network |  | XND-C6083RV | 2MP AI IR Dome Camera | X Series | 2MP | Dome | NDAA compliant | X Series powered by Wisenet 7 AI network IR indoor vandal dome camera,2MP @60fps, 2.8 ~ 12.0mm motorized vari-focal lens (4.3x) (119.5°~27.9°), triple codec H.265/H.264/MJPEG with WiseStream II, Multiple streaming, 150dB WDR, True Day & Night (ICR), High Powered IR LEDs with IR viewable length 40m, Analytics events based on AI engine (NPU) : Object detection (Person /Face/Vehicle – car, truck, bus, bicycle, motorcycle/Licence plate),IVA (Virtual line/Area, Enter/Exit, Loitering, Direction, Intrusion),Analytics events : Defocus detection, Motion detection, Tampering, Fog detection,, HLC, Digital Image Stabilization with Gyro sensor, Bi-directional audio and single microSD/SDHC/SDXC slot, ONVIF S/G/T, USB port for easy installation, IP52, IK10, PoE/12VDC, white skins included | info | 1050
Camera - Network |  | XNO-6083R | 2MP AI IR Bullet Camera | X Series | 2MP | Bullet | NDAA compliant | X Series AI powered by Wisenet 7 network outdoor vandal bullet camera, 2MP @120fps, 2.8~12mm motorized varifocal lens (4.3x), triple codec H.265/H.264/MJPEG with WiseStream III, Multiple streaming, extreme WDR (150dB), Auto Day & Night (ICR), IR viewable length 50m, Next level Cybersecurity, Analytics events based on AI engine (NPU) : Object detection (Person/Face/Vehicle – car, truck, bus, bicycle, motorcycle/License plate),IVA (Virtual line/Area, Enter/Exit, Loitering, Direction, Intrusion), Analytics events : Defocus detection, Motion detection, Tampering, Fog detection Audio detection, Sound classification, Shock detection, Appear/Disappear, Digital Image Stabilization with Built-in Gyro sensor, Bi-directional audio and dual microSD/SDHC/SDXC slot, IP66/IP67, IK10, NEMA4X, PoE+/12VDC | Info | 1400
Camera - Network |  | XNO-C6083R | 2MP AI IR Bullet Camera | X Series | 2MP | Bullet | NDAA compliant | X Series AI powered by Wisenet 7 network outdoor vandal bullet camera, 2MP @60fps, 2.8~12mm motorized varifocal lens (4.3x), triple codec H.265/H.264/MJPEG with WiseStream III, Multiple streaming, extreme WDR (150dB), Auto Day & Night (ICR), IR viewable length 40m, Next level Cybersecurity, Analytics events based on AI engine (NPU) : Object detection (Person/Face/Vehicle – car, truck, bus, bicycle, motorcycle/License plate),IVA (Virtual line/Area, Enter/Exit, Loitering, Direction, Intrusion), Analytics events : Defocus detection, Motion detection, Tampering, Fog detection Audio detection, Sound classification, Shock detection, Appear/Disappear, Digital Image Stabilization with Built-in Gyro sensor, Bi-directional audio and microSD/SDHC/SDXC slot, IP66/IP67, IK10, NEMA4X, PoE/12VDC | info | 1200
Camera - Network |  | XNO-6123R | 2M 12X IR Bullet | X Series | 2MP | Bullet | NDAA compliant | X Series Bullet Camera da esterno con IR e DSP Wisenet 7, 2MP @60fps, Full HD (1080p), 5.2 ~ 62.4mm optical zoom lens (12x), H.265/H.264/MJPEG with WiseStream III, Multiple streaming, 150dB WDR, True Day & Night (ICR), High Powered IR LEDs with IR viewable length 90m, Classified object types: Person/Face/Vehicle/License plate; Attributes: Vehicle (Type: car/bus/truck /motorcycle/bicycle); Analytics events based on AI engine - Object detection, Virtual line (Crossing /Direction), Virtual area (Loitering/Intrusion/Enter/Exit); Analytics events - Defocus detection, Motion detection, Tampering, Fog detection, Audio detection, Sound classification, Shock detection, Virtual area (Appear/Disappear); HLC, PTZ Handover; Digital Image Stabilization with built-in Gyro sensor, Micro SD/SDHC/SDXC 2 slot Max. 1TB (512GB * 2), IP66/IP67, IK10, Nema 4X, PoE+/12VDC | Info | 1600
Camera - Network |  | XNV-6083R | 2MP AI IR Vandal Dome Camera | X Series | 2MP | Vandal Dome | NDAA compliant | X Series powered by Wisenet 7 AI network IR outdoor vandal dome camera, Modular structure X PLUS, 2MP @120fps, 2.8 ~ 12.0mm motorized vari-focal lens (4.3x) (119.5°~27.9°), triple codec H.265/H.264 /MJPEG with WiseStream III, Multiple streaming, 150dB WDR, True Day & Night (ICR), High Powered IR LEDs with IR viewable length 50m, Analytics events based on AI engine (NPU) : Object detection (Person /Face/Vehicle – car, truck, bus, bicycle, motorcycle/Licence plate),IVA (Virtual line/Area, Enter/Exit, Loitering, Direction, Intrusion),Analytics events : Defocus detection, Motion detection, Tampering, Fog detection, HLC, Digital Image Stabilization with Gyro sensor, Bi-directional audio and dual microSD/SDHC /SDXC slot, ONVIF S/G/T, USB port for easy installation, IP67/IP66/IP6K9K, IK10+, Nema 4X, PoE+/12VDC, white colour skins included | Info | 1400
Camera - Network |  | XNV-C6083R | 2MP AI IR Vandal Dome Camera | X Series | 2MP | Vandal Dome | NDAA compliant | X Series powered by Wisenet 7 AI network IR outdoor vandal dome camera,2MP @60fps, 2.8 ~ 12.0mm motorized vari-focal lens (4.3x) (119.5°~27.9°), triple codec H.265/H.264 /MJPEG with WiseStream III, Multiple streaming, 150dB WDR, True Day & Night (ICR), High Powered IR LEDs with IR viewable length 40m, Analytics events based on AI engine (NPU) : Object detection (Person /Face/Vehicle – car, truck, bus, bicycle, motorcycle/Licence plate),IVA (Virtual line/Area, Enter/Exit, Loitering, Direction, Intrusion),Analytics events : Defocus detection, Motion detection, Tampering, Fog detection, HLC, Digital Image Stabilization with Gyro sensor, Bi-directional audio and single microSD/SDHC /SDXC slot, ONVIF S/G/T, USB port for easy installation, IP67/IP66, IK10, Nema 4X, PoE/12VDC, white colour skins included | info | 1200
Camera - Network |  | XNV-6123R | 2M 12X IR outdoor Dome | X Series | 2MP | Vandal Dome | NDAA compliant | X Series Vandal Dome camera da estreno con IR e DSP Wisenet 7, 2MP @60fps, Full HD (1080p), 5.2 ~ 62.4mm optical zoom lens (12x), H.265/H.264/MJPEG with WiseStream III, Multiple streaming, 150dB WDR, True Day & Night (ICR), High Powered IR LEDs with IR viewable length 90m, Classified object types: Person/Face/Vehicle/License plate; Attributes: Vehicle (Type: car/bus/truck /motorcycle/bicycle); Analytics events based on AI engine - Object detection, Virtual line (Crossing /Direction), Virtual area (Loitering/Intrusion/Enter/Exit); Analytics events - Defocus detection, Motion detection, Tampering, Fog detection, Audio detection, Sound classification, Shock detection, Virtual area (Appear/Disappear); HLC, PTZ Handover; Digital Image Stabilization with built-in Gyro sensor, Micro SD/SDHC/SDXC 2 slot Max. 1TB (512GB * 2), IP66/IP67/IP6K9K, NEMA4X, IK10+, PoE+/12VDC | Info | 1600
Camera - Network |  | XNV-6083RZ | 2MP AI IR Vandal Dome P/T/R motorizzato Cupola hard-coated | X Series | 2MP | Vandal Dome | NDAA compliant | Telecamera AI Dome Antivandalo con processore Wisenet 7. Design modulare X PLUS per installazione semplificata, 2MP @ 30fps, ottica varifocale motorizzata 2.8-12mm (4.3x), Controllo motorizzato Pan/Tilt/Rotate, Colore 0.01 Lux (F1.4, 1/30 sec, 30IRE), BW 0 lux ( LED IR ON), Illuminatori IR fino a 30m, Day&Night ICR, extreme WDR (150dB), WiseNR II, WiseStream III, Analisi video con algoritmi AI (NPU): Object detection ( Persona, Volto, Tipologia veicolo - auto, truck, bus, bicicletta, motociclo / identificazione targa), IVA ( linea virtuale, enter/exit, loitering, direzione, intrusione), Defocus, Motion Detection, Audio Detection Classificazione Suoni, Shock Detection, IP66/1P67/IP6K9K, NEMA4X, IK10, Cupola in materiale antigraffio | info | 1450
Camera - Network |  | XNV-6083Z | 2MP AI Vandal Dome P/T/R motorizzato Cupola hard-coated | X Series | 2MP | Vandal Dome | NDAA compliant | Telecamera AI Dome Antivandalo con processore Wisenet 7 (no IR) Design modulare X PLUS per installazione semplificata, 2MP @ 30fps, ottica varifocale motorizzata 2.8-12mm (4.3x), Controllo motorizzato Pan/Tilt/Rotate, Colore 0.01 Lux (F1.4, 1/30 sec, 30IRE), BW 0.001 lux ( F1.4, 1/30 sec, 30IRE), Day&Night ICR, extreme WDR (150dB), WiseNR II, WiseStream III, Analisi video con algoritmi AI (NPU): Object detection ( Persona, Volto, Tipologia veicolo - auto, truck, bus, bicicletta, motociclo / identificazione targa), IVA ( linea virtuale, enter/exit, loitering, direzione, intrusione), Defocus, Motion Detection, Audio Detection Classificazione Suoni, Shock Detection, IP66/1P67/IP6K9K, NEMA4X, IK10, Cupola in materiale antigraffio | info | 1450
Camera - Network |  | XNV-C6083 | 2MP AI Vandal Dome - Cupola hard-coated | X Series | 2MP | Vandal Dome | NDAA compliant | Telecamera AI Dome Antivandalo con processore Wisenet 7 (no IR) Design modulare X PLUS per installazione semplificata, 2MP @ 60fps, ottica varifocale motorizzata 2.8-12mm (4.3x), Colore 0.01 Lux (F1.4, 1/30 sec, 30IRE), BW 0.001 lux ( F1.4, 1/30 sec, 30IRE), Day&Night ICR, extreme WDR (150dB), WiseNR II, WiseStream III, Analisi video con algoritmi AI (NPU): Object detection ( Persona, Volto, Tipologia veicolo - auto, truck, bus, bicicletta, motociclo / identificazione targa), IVA ( linea virtuale, enter/exit, loitering, direzione, intrusione), Defocus, Motion Detection, Audio Detection Classificazione Suoni, Shock Detection, IP66/1P67/IP6K9K, NEMA4X, IK10, Cupola in materiale antigraffio | info | 1200
Camera - Network |  | PNM-C7083RVD | 2MP x 2CH AI Multi-directional Camera | P Series | 4MP | Multi-Sensor | NDAA compliant | P Series network camera con funzioanlita' AI, multidirezionale a due sensori, da esterno in contenitore antivandalico, 2 x 2MP@25/30fps, 360 gradi 25m IR, ottica varifocale motorizzata da 3 a 6mm , WiseNR II, Auto prefer shutter control, WiseStream III, ExtremeWDR (120dB), Hallway View, Analytics AI Object detection con classificazione: Persone, Volti, Veicoli Targhe e attributi del veicolo Auto, autobus, camion, moto, bicicletta, Virtual line (Crossing/Direction), Virtual area (Loitering/Intrusion/Enter/Exit), BestShot, Motion detection, Defocus detection, Tampering, SD Card slot 512GB max, PoE+, Secure by Default, TPM 2.0 (FIPS 140-2), IP66, NEMA4X, IK10. Compatibile con SPM-4210 I/O IP box per connessioni allarmi/audio | Info | 1500
Camera - Network |  | PNM-C12083RVD | 6MP x 2CH AI Multi-directional Camera | P Series | 2x 6MP | Multi-Sensor | NDAA compliant | P Series network camera con funzionalita' AI, multidirezionale a due sensori, da esterno in contenitore antivandalico, 2 x 6MP@15fps, 360 gradi 25m IR, ottica varifocale motorizzata da 3.54 a 6.69mm , WiseNR II, Auto prefer shutter control, WiseStream III, ExtremeWDR (120dB), Hallway View, Analytics AI Object detection con classificazione: Persone, Volti, Vicoli, Targhe e attributi del veicolo Auto, autobus, camion, moto, bicicletta, Virtual line (Crossing/Direction), Virtual area (Loitering/Intrusion/Enter/Exit), BestShot, Motion detection, Defocus detection, Tampering, SD Card slot 512GB max, PoE+, Secure by Default, TPM 2.0 (FIPS 140-2), IP66, NEMA4X, IK10. Compatibile con SPM-4210 I/O IP box per connessione allarmi/audio | Info | 1760
Telecamere Wisenet Road AI
Camera - Network |  | PNB-A9001LP | 4K AI ANPR Box | P Series | 4K | Box | NDAA compliant | P Series network 4K AI Box Camera con a bordo l'applicazione Wisenet Road AI con funzioni ANPR ( lettura targhe), MMCR (marca, modello, riconoscimento del colore) e analisi della classificazione dei veicoli, smart search, black/white list, statistiche, controllo varco, integrazione VMS/JSON, con 32GB Micro SD installata per memorizzare 10.000 immagini ANPR, 8MP @30fps, ottica esclusa (C mount, CS mount), DC auto iris, P iris, Manual, I-CS, triplo codec H.265/H.264/MJPEG con WiseStream II, Streaming multilpli, True Day & Night (ICR), IR fino a 30m, ulteriori analisi video: Shock detection, Motion detection, Tampering detection, Defocus detection, Audio detection, Sound classification, Audio Bidirezionale, 1 Ingersso/1 Uscita, PoE+/12VDC | Info | 2290
Camera - Network |  | PNO-A9081RLP | 4K AI ANPR IR Bullet | P Series | 4K | Bullet | NDAA compliant | P Series network 4K AI IR bullet camera da esterno antivandalica con a bordo l'applicazione Wisenet Road AI con funzioni ANPR ( lettura targhe), MMCR (marca, modello, riconoscimento del colore) e analisi della classificazione dei veicoli, smart search, black/white list, statistiche, controllo varco, integrazione VMS/JSON, con 32GB Micro SD installata per memorizzare 10.000 immagini ANPR, 8MP @30fps, varifocal motorizzato da 4.5~10mm , P iris (2.2x), triplo codec H.265/H.264/MJPEG con WiseStream II, Streaming multilpli, True Day & Night (ICR), IR fino a 30m, ulteriori analisi video: Shock detection, Motion detection, Tampering detection, Defocus detection, Audio detection, Sound classification, Audio Bidirezionale, 1 Ingersso/1 Uscita, PoE+/12VDC, IP66/IP67, IK10+, NEMA4X | Info | 2840
Camera - Network |  | PNV-A9081RLP | 4K AI ANPR IR Outdoor Vandal Dome | P Series | 4K | Vandal Dome | NDAA compliant | P Series network 4K AI IR Vandal dome camera da esterno antivandalica con a bordo l'applicazione Wisenet Road AI con funzioni ANPR ( lettura targhe), MMCR (marca, modello, riconoscimento del colore) e analisi della classificazione dei veicoli, smart search, black/white list, statistiche, controllo varco, integrazione VMS/JSON, con 32GB Micro SD installata per memorizzare 10.000 immagini ANPR, 8MP @30fps, varifocal motorizzato da 4.5~10mm , P iris (2.2x), triplo codec H.265/H.264/MJPEG con WiseStream II, Streaming multilpli, True Day & Night (ICR), IR fino a 30m, ulteriori analisi video: Shock detection, Motion detection, Tampering detection, Defocus detection, Audio detection, Sound classification, Audio Bidirezionale, 1 Ingersso/1 Uscita, PoE+/12VDC, IP66/IP67/IP6K9K, IK10+, NEMA4X | Info | 2940
Camera - Network |  | TNO-7180RLP | Road AI 3MP Alta velocità Global Shutter Camera | T Series | 3MP | Bullet | NDAA compliant | Telecamera AI Road High Speed Global Shutter con algoritmi di analisi video AI per lettura targhe e analisi traffico. 55fps@3MP e 60fps@2MP in tutte le risoluzioni, 6.8~120mm(18x) varifocale motorizzata, WiseIR 50m (164.04ft), inclusa applicazione Wisenet Road AI con ANPR e analitica MMCR(marca, modello, colore, tipologia), riconoscimento veicoli su 2 corsie, velocità massima 200 km/h (125mph). Liste veicoli (black, white), ricerche smart, statistiche, USB/CVBS video output, PoE++, 12VDC (HPoE Injector venduto separatamente). IP66, IK10, NEMA 4X, NEMA TS 2 | Info | 4500
Telecamere 4K & Multisensor
Camera - Network |  | PNM-C16083RQZ | 16MP 4MP x 4, AI, IR PTRZ, Multi-directional outdoor camera | P Series | 16MP | Multi-Sensor | NDAA compliant | Telecamera di rete Serie P antivandalo multisensore, 4CH x 4MP @30fsp, Sensori motorizzati su 3 assi PTRZ, sensori varifocale motorizzati 3.3-10.2mm (FoV H: 93°~29.8°, V: 53°~17.5°), triplo codice H.265/H.264/MJPEG, 120db WRD; IR visibili fino a 15m (PoE+) / fino a 20m (PoE++), Eventi di analisi video basati su motore AI: Analisi per oggetti: Persona, Veicolo con colori ed attributi (tipologia veicolo: Auto/Bus/Truck/Motociclo/Bicicletta), analisi video intrusione (Attraversamento linea, area intrusion, loitering, analisi direzione), WiseNR II con motore AI, Wisestream III con motore AI, I/O box compatibile: TPM with FIPS 140-2 level2, micro SD card 512GB x2, protezione IP66, IK10, NEMA 4X, Temperatura di esercizio -40C° / +55C°; alimentazione PoE+ / PoE++, Cupola con riverstimento rinforzato | Info | 3100
Camera - Network |  | PNM-C32083RQZ | 32MP 4Kx 4, AI, IR, PTRZ, Multi-directional outdoor camera | P Series | 32MP | Multi-Sensor | NDAA compliant | Telecamera di rete Serie P antivandalo multisensore, 4CH x 8MP @15fsp (disattivando AI fino a @20fps), Sensori motorizzati su 3 assi PTRZ, sensori varifocale motorizzati 4.38-9.33mm (FoV H: 112.1°~47.5°, V: 58°~26.6°), triplo codice H.265/H.264/MJPEG, 120db WRD; IR visibili fino a 15m (PoE+) / fino a 25m (PoE++), Eventi di analisi video basati su motore AI: Analisi per oggetti: Persona, Veicolo con colori ed attributi (tipologia veicolo: Auto/Bus/Truck/Motociclo/Bicicletta), analisi video intrusione (Attraversamento linea, area intrusion, loitering, analisi direzione), WiseNR II con motore AI, Wisestream III con motore AI, I/O box compatibile: TPM with FIPS 140-2 level2, micro SD card 512GB x2, protezione IP66, IK10, NEMA 4X, Temperatura di esercizio -40C° / +55C°; alimentazione PoE+ / PoE++, Cupola con riverstimento rinforzato | Info | 3900
Camera - Network |  | PNM-C16013RVQ | 16MP AI, IR Multisensore Mini | P Series | 4MP x 4CH | Multi-Sensor | NDAA compliant | P series network AI mini multisensore 4 canali antivandalo da esterno, 4 x 4MP@15fps, focale fissa 3.19mm (FoV H:97°, V:54°), triplo codec H264,H265/MJPEG, WDR 120DB. IR visibile fino a 20m, porta USB per installazione semplificata. Algoritmi analisi video AI con identificazione e classificazione oggetti: Persona, Volto, Veicolo, Targa ed attributi del veicolo: Auto, Bus, Camion, Motociclo, Bicicletta, Linea Virtuale (Attraversamento/Direzione), Area Virtuale (Loitering/Intrusione/Entrata/Uscita). WiseNR II (tramite motore AI), WiseStream II (tramite motore AI). Compatibilità I/O box. TPM con FIPS 140-2 livello 2, IP66, Ik10, NEMA 4X, PoE+. (Injectore HPoE non incluso). | Info | 1900
Camera - Network |  | PNM-C34404RQPZ | 34MP con PTZ AI, IR Multisensore | P Series | 4K x 4CH + 2MP PTZ | Multi-Sensor | NDAA compliant | P series network AI multisensore da 5 canali antivandalo da esterno progettata per una facile installazione, 4 canali video 4K@15fps (H.265, H.264) con algoritmi AI attivati, 20fps con algoritmi AI disattivati, IR visibile 20m (65ft), sensori varifocale motorizzati 3.3~5.7mm(1.7x). 1 Canale PTZ 2MP@60FPS con 40x zoom ottico, IR visibile WiseIR 200m (656ft), PTZ Auto Tracking, SmartZoom su Preset / IVA Trigger. Algoritmi AI sui 4 canali con identificazione e classificazione oggetti: Persona, Volto, Veicolo, Targa ed attributi del veicolo: Auto, Bus, Camion, Motociclo, Biclicletta, Linea virtuale (attraversamento/direzione), Area Virtuale (Loitering/Intrusione/Entrata/Uscita), BestShot, Motion detection, Defocus detection, Tampering, 2 Slot MicroSD max 1TB(512GBx2), HPoE(IEEE802.3bt type 4, Class 8) HPoE: Max 64.00W, typical 45.00W incluso HPoE Injector, TPM 2.0 (FIPS 140-2), IP66, NEMA4X, IK10. Compatibile con dispositivo SPM-4210 I/O IP box per uscite/ingressi allarme/audio. Supporta audio detection e sound classification. Include: adattatore per montaggio sospeso. | Info | 7600
Camera - Network |  | PNM-C32083RVQ | 32MP AI, IR Multisensore | P Series | 4K x 4CH | Multi-Sensor | NDAA compliant | P series network AI multisensore 4 canali antivandalo da esterno, 4 x 4K@15fps (H.265, H.264) con algoritmi AI attivati, 20fps con algoritmi AI disattivati, con alimentazione PoE+: illuminatore IR WiseIR 15m(49.21ft), con alimentazione HPoE: illuminatore IR WiseIR 20m(65.62ft), ottiche varifocale motorizzate 3.3~5.7mm(1.7x), WiseStream III, Hallway View, Algoritmi analisi video AI con indentificazione e classificazione oggetti: Persona, Volto, Veicolo, Targa ed attributi del veicolo: Auto, Bus, Camion, Motociclo, Bicicletta, Linea Virtuale (Attraversamento/Direzione), Area Virtuale (Loitering/Intrusione/Entrata/Uscita), BestShot, Motion detection, Defocus detection, Tampering, 2slot MicroSD Max. 1TB(512GBx2), PoE+, TPM 2.0 (FIPS 140-2), IP66, NEMA4X, IK10, 2 allarmi configurabili I/O, Audio ingresso/uscita, necessario cavo (non incluso) SPP-C7400, compatibile con dispositivo SPM-4210 (non incluso) I/O IP box per il supporto ingressi/uscite allarme e identificazione ed analisi audio. PoE+ Injector non incluso (SPO-6011) | Info | 3200
Camera - Network |  | PNM-C16083RVQ | 16MP AI, IR Multisensore | P Series | 4MP x 4CH | Multi-Sensor | NDAA compliant | P series network AI multisensore 4 canali antivandalo da esterno, 4 x 4MP@30fps (H.265, H.264), illuminatore IR WiseIR 15m(49.21ft), ottiche varifocale motorizzate 3.3~5.7mm(1.7x), WiseStream III, Hallway View, Algoritmi analisi video AI con indentificazione e classificazione oggetti: Persona, Volto, Veicolo, Targa ed attributi del veicolo: Auto, Bus, Camion, Motociclo, Bicicletta, Linea Virtuale (Attraversamento/Direzione), Area Virtuale (Loitering/Intrusione/Entrata/Uscita), BestShot, Motion detection, Defocus detection, Tampering, 2slot MicroSD Max. 1TB(512GBx2), PoE+, TPM 2.0 (FIPS 140-2), IP66, NEMA4X, IK10, 2 allarmi configurabili I/O, Audio ingresso/uscita, necessario cavo (non incluso) SPP-C7400, compatibile con dispositivo SPM-4210 (non incluso) I/O IP box per il supporto ingressi/uscite allarme e identificazione ed analisi audio. PoE+ Injector non incluso (SPO-6011) | Info | 2850
Camera - Network |  | XNF-9010RVM | 12MP IR Mobile Vandal Fisheye | X Series | 12MP | Fisheye | NDAA compliant | X Series network 4K IR fisheye camera da interno antivandalica, 12MP @30fps, ottica fissa da 1.08mm , simple focus, triplo codec H.265/H.264/MJPEG con WiseStream II, Streaming Multipli, 120dB WDR, True Day & Night (ICR), IR visione fino a 10m, Intelligent Video Analytics, People counting, Heatmap, Queue management, Handover, VariableView Mode, Dewarping a bordo camera, Digital PTZ, audio bidirezionale, 2x microSD/SDHC/SDXC slots fino a 1TB, IP66, IK10, NEMA 4X, PoE/12VDC, Connettore M12 | Info | 1260
Camera - Network |  | XNF-9010RV | 12MP IR Outdoor Vandal Fisheye | X Series | 12MP | Fisheye | NDAA compliant | X Series network 4K IR fisheye camera da interno antivandalica, 12MP @30fps, ottica fissa da 1.08mm , simple focus, triplo codec H.265/H.264/MJPEG con WiseStream II, Streaming Multipli, 120dB WDR, True Day & Night (ICR), IR visione fino a 10m, Intelligent Video Analytics, People counting, Heatmap, Queue management, Handover, VariableView Mode, Dewarping a bordo camera, Digital PTZ, Bi-directional audio, 2x microSD/SDHC/SDXC slots fino a 1TB, IP66, IK10, NEMA 4X, PoE/12VDC | Info | 1200
Camera - Network |  | XNF-9013RV | 4K AI IR Outdoor Vandal Fisheye | X Series | 12MP | Fisheye | NDAA compliant | X series con Wisenet 7 network 12M AI IR fisheye camera, 12MP @30fps, 1.08mm focale fissa, simple focus, triplo codec H.265/H.264/MJPEG with WiseStream III ( basato su motore AI, Multiple streaming, extreme WDR(120dB), True Day & Night (ICR), IR visibile fino a 8m con PoE 12m con PoE+, Wise IR, Next level Cybersecurity, a bordo Intelligent Video Analytics, People counting, Heatmap, Queue management, Handover, VariableView Mode, On Board Dewarping, Digital PTZ, Bi-directional audio, 2x microSD/SDHC/SDXC slots up to 1TB, IP66, IK10, NEMA 4X, PoE/12VDC | Info | 1380
Camera - Network |  | QNF-9010 | 12MP Indoor Fisheye | Q Series | 12MP | Fisheye | NDAA compliant | Q Series network fisheye da interno, sensore da 12MP CMOS , 3008x3008 @ 30fps, ottica fissa da 1.08mm (187°), triplo codec H.265/H.264/MJPEG con WiseStream II technology, 120dB WDR, Defocus, Motion detection, Tampering, People counting, Heatmap, Micro SD/SDHC/SDXC slot, HLC, PoE, IP42 | Info | 874
Camera - Network |  | XNO-9082R | 4K IR Bullet | X Series | 4K | Bullet | NDAA compliant | X Series con DSP Wisenet 7, network bullet camera da esterno antivandalica, 4K @30fps, ottica motorizzata da 2.8~8.4mm (3x), triplo codec H.265/H.264/MJPEG con WiseStream II, streaming multipli, extremeWDR, Auto Day & Night (ICR), IR da 40m, Next level Cybersecurity, Analisi video avanzata e analisi specifiche per negozi integrate senza licenza, Classificazione dei suoni, Shock Detection, Audio Playback, Hallway View, Motion detection, Fog detection, Rilevamento volti / parte superiore del corpo, Stabilizzatore digitale delle immagini con giroscopio, audio bidirezionale e doppia solt microSD/SDHC/SDXC , IP66/IP67, IK10, NEMA4X, PoE/12VDC/24VAC | Info | 1750
Camera - Network |  | XND-9082RF | 4K IR Flush Mount Indoor Dome | X Series | 4K | Dome | NDAA compliant | X Series con DSP Wisenet 7 network dome camera da incasso per interno, Struttura modulare X PLUS, 4K @30fps, ottica varifocale motorizzata da 2.8~8.4mm (3x), triplo codec H.265/H.264/MJPEG con WiseStream II, Streaming multipli, extremeWDR, Auto Day & Night (ICR), IR da 40m, Next level Cybersecurity, Analisi video avanzata e analisi specifiche per negozi integrate senza licenza,Classificazione dei suoni, Shock Detection, Audio Playback, Hallway View, Motion detection, Fog detection, Rilevamento volto / parte superiore del corpo, Stabilizzatore digitale delle immagini con sensore giroscopico, Audio bidirezionale e doppia slot microSD/SDHC/SDXC , IP52, IK10, Plenum rate, PoE/12VDC | Info | 1500
Camera - Network |  | XND-9082RV | 4K IR Indoor Dome | X Series | 4K | Dome | NDAA compliant | X Series con DSP Wisenet 7 network dome camera antivandalica da interno, Strutture modulare X PLUS, 4K @30fps, ottica varifocale motorizzata da 2.8~8.4mm (3x), triplo codec H.265/H.264/MJPEG con WiseStream II, Streaming multipli, extremeWDR, Auto Day & Night (ICR), IR da 40m, Next level Cybersecurity, Analisi video avanzata e analisi specifiche per negozi integrate senza licenza, Sound Classification, Shock Detection, Audio Playback, Hallway View, Motion detection, Fog detection, Rilevamento volto / parte superiore del corpo,Stabilizzatore digitale delle immagini con sensore giroscopico, Audio bidirezionale e doppia slot microSD/SDHC/SDXC, IP52, IK10, PoE/12VDC | Info | 1500
Camera - Network |  | XNV-9082R | 4K IR Outdoor Vandal Dome | X Series | 4K | Vandal Dome | NDAA compliant | X Series con DSP Wisenet 7 network dome camera antivandalica da esterno, Strutture Modulare X PLUS, 4K @30fps, ottica varifocale motorizzata da 2.8~8.4mm (3x), triplo codec H.265/H.264/MJPEG con WiseStream II, Streaming multipli, extremeWDR, Auto Day & Night (ICR), IR da 40m, Next level Cybersecurity,Analisi video avanzata e analisi specifiche per negozi integrate senza licenza, Classificazione dei suoni, Shock Detection, Audio Playback, Hallway View, Motion detection, Fog detection, Rilevamento volti / parte superiore del corpo, Stabilizzatore digitale delle immagini con sensore giroscopico, Audio bidirezionale ae doppia slot microSD/SDHC/SDXC, IP66/IP67/IP6K9K, IK10+, NEMA4X, PoE/12VDC | Info | 1750
Camera - Network |  | PNM-9000QB | 4x 2MP Covert Main Module | P Series | 4x 2MP | Box | NDAA compliant | Modulo gestione di 4 camere con ottica e sensore remotizzati P Series con Wisenet 7 , 4CHx 2MP @60fps, triplo codec H.265/H.264/MJPEG con WiseStream II, Multiple streaming, 120dB WDR, Advanced Video Analytics e Classificazione dei Suoni, Business Analytics, Motion detection, Fog detection, HLC, Handover, Stabilizzatore digitale delle immagini, Audio Bidirezionale e Slot SD/SDHC/SDXC, porta USB port per facilitarne l'installazione, PoE/12VDC, Compatibile con i seguenti moduli SLA-T2480A, SLA-T2480VA, SLA-T4680A, SLA-T4680VA, SLA-T1080FA (non incusi) | Info | 670
Camera - Network |  | XNB-9002 | 4K Box | X Series | 4K | Box | NDAA compliant | X Series con DSP Wisenet 7 network box camera, 4K @30fps, triplo codec H.265/H.264/MJPEG con WiseStream II, Streaming multipli, extremeWDR, Auto Day & Night (ICR), Next level Cybersecurity,Analisi video avanzata e analisi specifiche per negozi integrate senza licenza, Classificazione dei suoni, Shock Detection, Audio Playback, Hallway View, Motion detection, Fog detection, Rilevamento volti / parte superiore del corpo, Stabilizzatore digitale delle immagini con sensore giroscopico, Audio bidirezionale e doppia slot micro SD/SDHC/SDXC , PoE/12VDC/24VAC | Info | 1000
Camera - Network |  | XNP-9300RW | 4K 30x IR Outdoor PTZ | X Series | 4K | PTZ | Prodotto End Of Life, Disponibilità Limitata | Telecamera X Series con DSP Wisenet 7 network IR da esterno, PTZ camera con tergicristallo incorporato, 4K @30fps, 30X Zoom ottico (5 ~ 150mm) (57.42º ~ 2.19º), 360° Endless Pan range, 500°/sec Pan speed, Tilt: -20° ~ 90°, triplo codec H.265/H.264/MJPEG con WiseStream II, streaming multipli, Extreme WDR (120dB), True Day & Night (ICR), IR fino a 200m, Intelligent Video Analytics, Motion detection, Fog detection, Tampering, Object auto tracking(Persone/Veicoli), Target lock tracking, Digital Image Stabilization con sensore giroscopico, 2x Micro SD/SDHC/SDXC slots fino a 1TB, IP66, IK10, NEMA4X, HPoE * Alarm I/O, Audio detection, Sound classification con NW I/O Box SPM-4210 che può essere acquistato separatamente | Info | 5010
Camera - Network |  | XNP-9250R | 4K 25x IR Outdoor PTZ | X Series | 4K | PTZ | NDAA compliant | Telecamera X Series con DSP Wisenet 7 network IR da esterno PTZ camera, 4K @30fps, Zoom Ottico 25x (5 ~ 125mm) (57.42º ~ 2.71º), 360° Endless Pan range, 700°/sec Pan speed, Tilt: -20° ~ 90°, triplo codec H.265/H.264/MJPEG con WiseStream II, Streaming Multipli, extreme WDR (120dB), True Day & Night (ICR), IR visione fino a 200m, Intelligent Video Analytics, Motion detection, Fog detection, Tampering, Object auto tracking(Persone/Veicoli), Target lock tracking, Stabilizzatore digitale delle immagini con sensore giroscopico, 2x Micro SD/SDHC/SDXC slots fino a 1TB, IP66, IK10, NEMA4X, NEMA-TS2, HPoE * I/O Allarmi, Audio detection, Sound classification con NW I/O Box SPM-4210 che può essere acquistato separatamente | Info | 4790
Camera - Network |  | XNP-9250 | 4K 25x Outdoor PTZ | X Series | 4K | PTZ | Prodotto End Of Life, Disponibilità Limitata | Telecamera X Series con DSP Wisenet 7 network da esterno PTZ camera, 4K @30fps, Zoom Ottico 25x (5 ~ 125mm) (57.42º ~ 2.71º), 360° Endless Pan range, 700°/sec Pan speed, Tilt: -20° ~ 90°, triplo codec H.265/H.264/MJPEG con WiseStream II, Streaming Multipli, extreme WDR (120dB), True Day & Night (ICR), Intelligent Video Analytics, Motion detection, Fog detection, Tampering, Object auto tracking(Persone/Veicoli), Target lock tracking, Stabilizzatore digitale delle immagini con sensore giroscopico, 2x Micro SD/SDHC/SDXC slots fino a 1TB, IP66, IK10, NEMA4X, NEMA-TS2, HPoE * I/O Allarmi, Audio detection, Sound classification con NW I/O Box SPM-4210 che può essere acquistato separatamente | Info | 4430
Camera - Network |  | PNM-C9022RV | 8MP AI IR Panoramic Outdoor Vandal Dome | P Series | 8MP | Multi-Sensor | NDAA compliant | P Series network AI based panoramic multi-sensor outdoor dome camera, 4 sensors x 2MP, 209º panoramic stitching, WiseIR 20m, 8MP @20fps, 2.8mm fixed lens, triple codec H.265/H.264/MJPEG with WiseStream III, 120dB WDR, Auto Day & Night (ICR), Analytics AI Object detection (Person/Vehicle), Defocus detection, Motion detection, Tampering, Audio detection, Sound classification, Virtual area(Appear/Disappear), Handover to PTZ, Secure by Default, TPM 2.0 (FIPS 140-2), Audio In/Out, dual SD card slot, PoE+, 12VDC, IP66, IK10, NEMA4X | Info | 2200
Camera - Network |  | PNM-9031RV | 15MP IR Panoramic Outdoor Vandal Dome | P Series | 4x 5MP | Multi-Sensor | NDAA compliant | Telecamera Multisensore Panoramica P Series network da esterno, 4 sensori x 5MP, 192º panoramic stitching, WiseIR fino a 20m, 15MP @20fps, ottiche fisse da 4.3mm , triplo codec H.265/H.264/MJPEG con WiseStream II, 120dB WDR, Auto Day & Night (ICR), Advanced Video Analytics, Motion detection, Handover to PTZ, Sound classification, Heatmap, LDC (Lens Distortion Correction), Audio In/Out, dual SD card slot, PoE+, 12VDC, IP66, IK10, NEMA4X | Info | 2950
Camera - Network |  | PNM-12082RVD | 6MP x 2CH Multi-directional Camera | P Series | 2x 6MP | Multi-Sensor | NDAA compliant | P Series network camera multidirezionale a due sensori, da esterno in contenitore antivandalico, 2 x 6MP@15fps, 360 gradi, 25m IR, lenti varifocali motorizzati da 3.54 a 6.69mm , WiseNR, WiseStream II, ExtremeWDR (150dB), Defog, Hallway View, Analytics Virtual line (Crossing/Direction), Virtual area (Loitering/Enter/Exit), Motion detection, Defocus detection, Tampering, SD Card slot 512GB max, PoE+, Secure by Default, TPM 2.0 (FIPS 140-2), IP66, NEMA4X, IK10. Compatibile con SPM-4210 I/O IP box per connessioni di allarmi/uscita audio e gestione di audio detection e sound classification analytics | Info | 1560
Camera - Network |  | PNM-9002VQ | Quad Lens Multi-sensor Outdoor Vandal Dome | P Series | 4x 2MP / 5MP | Multi-Sensor | EOS Product NDAA compliant | Telecamera P Series network da esterno Multisensore e Multidirezionale, 4 sensori x 2MP/5MP, 8MP ~20MP (2MP @ 60fps or 5MP @30fps), 4 moduli per ottiche fisse, triplo codec H.265/H.264/MJPEG con WiseStream II, streaming multipli, 150dB WDR @2MP or 120dB WDR @5MP, Auto Day & Night (ICR), Advanced Video Analytics, Motion detection, Hallway view, Fog detection, HLC, Digital Image Stabilization, 4x SD/SDHC/SDXC slot, IP66, IK10, PoE+ 2MP moduli ottici (venduti separatamente): SLA-2M2400Q (2.4mm), SLA-2M2800Q (2.8mm), SLA-2M3600Q (3.6mm), SLA-2M6000Q (6mm) 5MP moduli ottici (venduti separatamente): SLA-5M3700Q (3.7mm), SLA-5M4600Q (4.6mm), SLA-5M7000Q (7.0mm) | Info | 1445
Camera - Network |  | PNM-9322VQP | 5CH 32x Zoom Multi-sensor with integral PTZ | P Series | 4x 2MP / 5MP + 2MP | Multi-Sensor | NDAA compliant | Telecamera Multidirezionale P Series da esterno con PTZ, 4 sensori x 2MP/5MP e modulo PTZ da 2MP, 10MP ~22MP (2MP @ 60fps o 5MP @30fps), 4 moduli con ottiche fisse e modulo zoom da 4.44~142.6mm (Ottico da 32x), triplo codec H.265/H.264/MJPEG con WiseStream II, Multiple streaming, 150dB WDR @2MP o 120dB WDR @5MP, Auto Day & Night (ICR), Advanced Video Analytics, Motion detection, Hallway view, Fog detection, HLC, Stabilizatore digitale delle immagini con semsore giroscopico, 5 Slots Micro SD/SDHC/SDXC , IP66, IK10, HPoE (Con iniettore HPOE incluso) 2MP Lens modules (venduti separatamente): SLA-2M2400P (2.4mm), SLA-2M2800P (2.8mm), SLA-2M3600P (3.6mm), SLA-2M6000P (6mm), SLA-2M1200P (12mm) 5MP Lens modules (venduti separatamente): SLA-5M3700P (3.7mm), SLA-5M4600P (4.6mm), SLA-5M7000P (7.0mm) | Info | 5932
Camera - Network |  | PNM-9085RQZ1 | 4x 5MP Outdoor IR PTRZ Dome | P Series | 4x 5MP | Multi-Sensor | NDAA compliant | Telecamera Multidirezionale P Series network da estreno con IR e PTRZ , 4 sensori x 5MP, max 5MP @30fps, 4 x 4.13 ~ 9.4mm ottica motorizzata varifocale (2.3x), triplo codec H.265/H.264/MJPEG con WiseStream II, Multiple streaming, WDR 120dB, Auto Day & Night (ICR), IR da 30m, Advanced Video Analytics and Sound Classification, Motion detection, Hallway view, Fog detection, HLC, Digital Image Stabilization, 4x SD/SDHC/SDXC slot, IP66, IK10, NEMA4X, HPoE/12VDC | Info | 3370
Camera - Network |  | PNM-9084RQZ1 | 4x 2MP Outdoor IR PTRZ Dome | P Series | 4x 2MP | Multi-Sensor | NDAA compliant | Telecamera Multidirezionale P Series network da esterno con IR e PTRZ , 4 sensori x 2MP, max 2MP @60fps, 4 x 3.2 ~ 10mm ottica motorizzata varifocale (3.1x), triplo codec H.265/H.264/MJPEG con WiseStream II, Multiple streaming, WDR 120dB, Auto Day & Night (ICR), IR da 30m, Advanced Video Analytics and Sound Classification, Motion detection, Hallway view, Fog detection, HLC, Digital Image Stabilization, 4x SD/SDHC/SDXC slot, IP66, IK10, NEMA4X, HPoE/12VDC | Info | 2397
Camera - Network |  | PNM-9084QZ1 | 4x 2MP Outdoor PTRZ Dome | P Series | 2x 2MP | Multi-Sensor | NDAA compliant | Telecamera Multidirezionale P Series network da esterno con PTRZ , 4 sensori x 2MP, max 2MP @60fps, 4 x 3 ~ 6mm ottica motorizzata varifocale (2x), triplo codec H.265/H.264/MJPEG con WiseStream II, Multiple streaming, WDR 120dB, Auto Day & Night (ICR), Advanced Video Analytics, Motion detection, Hallway view, Fog detection, HLC, Digital Image Stabilization, 4x SD/SDHC/SDXC slot, IP66, IK10, NEMA4X, HPoE. PoE Injector SPO-6011 va acquistato separatamente. | info | 1954
Camera - Network |  | PNM-8082VT | 3x 2MP Outdoor Dome | P Series | 3x 2MP | Multi-Sensor | NDAA compliant | Telecamera Multi-direzionale P Series dome camera da esterno, 3 sensori da 2MP, max 6MP @30fps, ottica varifocal motorizata 3 x 3 ~ 6mm (2x), triplo codec H.265/H.264/MJPEG con WiseStream II, Streaming Multipli, extremeWDR 150dB, Auto Day & Night (ICR), Advanced Video Analytics, Motion detection, Hallway view, HLC, Digital Image Stabilization, 2 slot SD/SDHC/SDXC , IP66, IK10, NEMA4X, PoE+ | Info | 1870
Telecamere 6MP
Camera - Network |  | XNO-8082R | 6MP IR Bullet | X Series | 6MP | Bullet | NDAA compliant | X Series con DSP Wisenet 7 network bullet camera antivandalica da esterno, 6MP @30fps, ottica varifocale motorizata da 2.8~8.4mm (3x), triplo codec H.265/H.264/MJPEG con WiseStream II, Streaming multipli, extremeWDR, Auto Day & Night (ICR), IR da 40m, Next level Cybersecurity, Analisi video avanzata e analisi specifiche per negozi integrate senza licenza,Calssificazione dei Suoni, Shock Detection, Audio Playback, Hallway View, Motion detection, Fog detection, Rilevamento viso / parte superiore del corpo, Stabilizzatore digitale delle immagini con sensore giroscopico, Audio bidirezionale e doppia slot microSD/SDHC/SDXC, IP66/IP67, IK10, NEMA4X, PoE/12VDC/24VAC | Info | 1550
Camera - Network |  | XNV-8082R | 6MP IR Outdoor Vandal Dome | X Series | 6MP | Vandal Dome | NDAA compliant | X Series con DSP Wisenet 7 network dome camera antivandalica da esterno, Strutture modulare X PLUS, 6MP @30fps, ottica varifocale motorizzata da 2.8~8.4mm (3x), triplo codec H.265/H.264/MJPEG con WiseStream II, Streaming multipli, extremeWDR, Auto Day & Night (ICR), IR da 40m, Next level Cybersecurity, Analisi video avanzata e analisi specifiche per negozi integrate senza licenza, Classificazione dei Suoni, Shock Detection, Audio Playback, Hallway View, Motion detection, Fog detection, Rilevamento viso / parte superiore del corpo,Stabilizzatore digitale delle immagini con sensore giroscopico, Audio bidirezionale e doppia slot microSD/SDHC/SDXC, IP66/IP67/IP6K9K, IK10+, NEMA4X, PoE/12VDC | Info | 1550
Camera - Network |  | XND-8082RF | 6MP IR Flush Mount Dome | X Series | 6MP | Dome | NDAA compliant | X Series con DSP Wisenet 7 network dome camera da incasso per interno, Struttura modulare X PLUS, 6MP @30fps, ottica varifocale motorizzata da 2.8~8.4mm (3x), triplo codec H.265/H.264/MJPEG con WiseStream II, Streaming multipli, extremeWDR, Auto Day & Night (ICR), IR da 40m, Next level Cybersecurity, Analisi video avanzata e analisi specifiche per negozi integrate senza licenza, Classificazione dei Suoni, Shock Detection, Audio Playback, Hallway View, Motion detection, Fog detection, Rilevamento viso / parte superiore del corpo, Stabilizzatore digitale delle immagini con sensore giroscopico, Audio bidirezionale e doppia slot microSD/SDHC/SDXC, IP52, IK10, Plenum rate, PoE/12VDC | Info | 1350
Camera - Network |  | XND-8082RV | 6MP IR Indoor Dome | X Series | 6MP | Dome | NDAA compliant | X Series con DSP Wisenet 7 network dome camera antivandalica da interno, Struttura modulare X PLUS, 6MP @30fps, ottica varifocale motorizzata da 2.8~8.4mm (3x), triplo codec H.265/H.264/MJPEG con WiseStream II, Streaming multipli, extremeWDR, Auto Day & Night (ICR), IR da 40m, Next level Cybersecurity, Analisi video avanzata e analisi specifiche per negozi integrate senza licenza, Classificazione dei Suoni, Shock Detection, Audio Playback, Hallway View, Motion detection, Fog detection, Rilevamento viso / parte superiore del corpo, Stabilizzatore digitale delle immagini con sensore giroscopico, Audio bidirezionale e doppia slot microSD/SDHC/SDXC, IP52, IK10, PoE/12VDC | Info | 1350
Camera - Network |  | XNB-8002 | 6MP Box | X Series | 6MP | Box | NDAA compliant | X Series con DSP Wisenet 7 network box camera, 6MP @30fps, triplo codec H.265/H.264/MJPEG con WiseStream II, Streaming multipli, extremeWDR, Auto Day & Night (ICR), Next level Cybersecurity, Analisi video avanzata e analisi specifiche per negozi integrate senza licenza, Classificazione dei Suoni, Shock Detection, Audio Playback, Hallway View, Motion detection, Fog detection, Rilevamento viso / parte superiore del corpo, Stabilizzatore digitale delle immagini con sensore giroscopico, Audio bidirezionale e doppia slot microSD/SDHC/SDXC, PoE/12VDC/24VAC | Info | 950
Camera - Network |  | XNP-8300RW | 6MP 30x IR Outdoor PTZ | X Series | 6MP | PTZ | Prodotto End Of Life, Disponibilità Limitata | Telecamera X Series con Wisenet 7 network IR da esterno PTZ camera con tergicristallo incorporato, 6MP @30fps, 30X Zoom ottico (5 ~ 150mm) (57.42º ~ 2.19º), 360° Endless Pan range, 500°/sec Pan speed, Tilt: -20° ~ 90°, triplo codec H.265/H.264/MJPEG con WiseStream II, streaming multipli, Extreme WDR (120dB), True Day & Night (ICR), IR fino a 200m, Intelligent Video Analytics, Motion detection, Fog detection, Tampering, Object auto tracking(Persone/Veicoli), Target lock tracking, Digital Image Stabilization con sensore giroscopico, 2x Micro SD/SDHC/SDXC slots fino a 1TB, IP66, IK10, NEMA4X, HPoE * I/O Allarmi, Audio detection, Sound classification con NW I/O Box SPM-4210 che può essere acquistato separatamente | Info | 4580
Camera - Network |  | XNP-8250R | 6MP IR 25x Outdoor PTZ | X Series | 6MP | PTZ | Prodotto End Of Life, Disponibilità Limitata | X series powered by Wisenet 7 network IR outdoor PTZ camera, 6MP @30fps, 25x Optical Zoom Lens (5 ~ 125mm) (57.42º ~ 2.71º), 360° Endless Pan range, 700°/sec Pan speed, Tilt: -20° ~ 90°, triple codec H.265/H.264/MJPEG with WiseStream II, Multiple streaming, extreme WDR (120dB), True Day & Night (ICR), IR viewable length 200m, Intelligent Video Analytics, Motion detection, Fog detection, Tampering, Object auto tracking(Person/Vehicle), Target lock tracking, Digital Image Stabilization with Built-in Gyro sensor, 2x Micro SD/SDHC/SDXC slots up to 1TB, IP66, IK10, NEMA4X, NEMA-TS2, HPoE * Alarm outputs, Audio detection, Sound classification(with NW I/O Box which can be purchased separately) | Info | 4350
Camera - Network |  | XNF-9010RS | 12MP IR Outdoor Stainless Steel Vandal Fisheye | X Series | 12MP | Fisheye | NDAA compliant | X Series Fish-eye camera con processore Wisenet 7 e custodia in acciaio inox. 12MP @30fps, ottica 1.08mm, simple focus, triple codec H.265/H.264/MJPEG con WiseStream II, Multiple streaming, extreme WDR (120dB), True Day & Night (ICR), IR viewable length 10m, Next level Cybersecurity, Intelligent Video Analytics inclusa, People counting, Heatmap, Queue management, Handover, possibilitá di diverse modalitá di visualizzazione immagine, On Board Dewarping, Digital PTZ, audio Bi-directionale, 2x microSD/SDHC/SDXC slot fino a 1TB, IP66, IK10, NEMA 4X, PoE/12VDC | Info | 2150
Camera - Network |  | QNF-8010 | 6MP Indoor Fisheye | Q Series | 6MP | Fisheye | NDAA compliant | Q Series network fisheye da interno, 6MP sensore CMOS , 2048x2048 @ 30fps, 1.14mm ottica fissa (187°), triplo codec H.265/H.264/MJPEG con WiseStream II technology, 120dB WDR, defocus, motion detection, tampering, people counting, heatmap, SD/SDHC/SDXC slot, HLC, PoE, IP42 | Info | 621
Camera - Network |  | XNF-8010R | 6MP IR Indoor Fisheye | X Series | 6MP | Fisheye | NDAA compliant | X Series con DSP Wisenet 5 network fisheye da interno, sensore 6MP CMOS, 2048x2048 @ 30fps, ottica fissa da 1.6mm (192°), triplo codec H.265/H.264/MJPEG con WiseStream II technology, 120dB WDR, porta USB per una facile installazione , advanced video, classificazione dei suoni e business analytics, IR LEDs 15m, simple focus, due SD card, HLC, defog detection, DIS, 12VDC/PoE | Info | 900
Camera - Network |  | XNF-8010RV | 6MP IR Vandal Fisheye | X Series | 6MP | Fisheye | NDAA compliant | X Series con DSP Wisenet 5 network da esterno antivandalo fisheye, sensore da 6MP CMOS, 2048x2048 @ 30fps,ottica fissa da 1.6mm (192°), triplo codec H.265/H.264/MJPEG con WiseStream II technology, 120dB WDR, USB port per una facile installazione, advanced video, classificazione dei suoni e business analytics, IR LEDs da 15m, simple focus, due SD card, HLC, defog detection, DIS, 12VDC/PoE, IP66, IK10, -40°C ~ +55°C (-40°F ~ +131°F) | Info | 964
Camera - Network |  | XNF-8010RVM | 6MP Mobile IR Vandal Fisheye | X Series | 6MP | Fisheye | NDAA compliant | X Series con Wisenet 5 network da esterno antivandalo fisheye per mezzi mobili,sensore 6MP CMOS , 2048x2048 @ 30fps,ottica fissa da 1.6mm (192°), triplo codec H.265/H.264/MJPEG con WiseStream II technology, 120dB WDR, USB port per una facile installazione, advanced video, classificazione dei suoni e business analytics, IR LEDs da 15m, simple focus, due SD card, HLC, defog detection, DIS, Applicazione per mezzi mobili (connettore M12) adattatore da RJ45 a M12 NON incluso, 12VDC/PoE, IP66, IK10, -40°C ~ +55°C (-40°F ~ +131°F) | Info | 1028
Telecamere 5MP
Camera - Network |  | TNV-C8011RW | 5MP AI Panoramic IR | T Series | 5MP | Wall Camera | NDAA compliant | T Series camera panoramica AI per installazione a muro. Risoluzione 5MP @30fps, focale fissa 1.6mm (FOV 175°), triplo codec H264/h265/MJPEG, con WiseStream III basato su motore AI. WDR 120db, illuminatore IR visibile fino a 15m. Motion detector AI, classificazione oggetti: Persona/Veicolo (tipologia veicolo). Video analisi AI line crossing, virtual area, business analitics: conteggio persone, gestione code, heatmap, occupazione, allarme tamper, microfono integrator, slot SD, IP66, PoE, colore bianco. | Info | 860
Camera - Network |  | QND-8011 | 5MP Mini Dome | Q Series | 5MP | Dome | NDAA compliant | IP Dome da interno (Q mini), Risoluzione Max. 5Megapixel (2592 x 1944), ottica fissa da 2.8mm, 0.15Lux (Color), Max. 30fps@5MP (H.265 / H.264), Streaming multipli, Day & Night, WDR (120dB), Defocus detection, Motion detection, Tampering, People counting, Uscita Video Micro HDMI, Micro SD / SDHC / SDXC memory slot (Max. 128GB), Hallway view, WiseStream II, LDC, PoE | Info | 341
Camera - Network |  | QND-8021 | 5MP Mini Dome | Q Series | 5MP | Dome | NDAA compliant | IP Dome da interno (Q mini), Risoluzione Max. 5Megapixel (2592 x 1944), ottica fissa da 4mm, 0.15Lux (Color), Max. 30fps@5MP (H.265 / H.264), Streaming multipli, Day & Night, WDR (120dB), Defocus detection, Motion detection, Tampering, People counting, Uscita Video Micro HDMI, Micro SD / SDHC / SDXC memory slot (Max. 128GB), Hallway view, WiseStream II, LDC, PoE | Info | 341
Camera - Network |  | QNO-8010R | 5MP IR Bullet | Q Series | 5MP | Bullet | NDAA compliant | IR Bullet Camera, Max. 5Megapixel (2592 x 1944), ottica fissa da 2.8mm, 0.15Lux (Color), 0Lux (B/W, IR LED on), Max. 30fps@5MP, H.265, H.264, MJPEG, Streaming Multipli, Day & Night, WDR (120dB), Defocus detection, Directional detection, Motion detection, Enter/Exit, Tampering, Virtual line, Micro SD / SDHC / SDXC memory slot (Max. 128GB), Hallway view, WiseStream II, IR Viewable 20m, IP66, IK10, PoE | Info | 412
Camera - Network |  | QNO-8020R | 5MP IR Bullet | Q Series | 5MP | Bullet | NDAA compliant | IR Bullet Camera, Max. 5Megapixel (2592 x 1944), ottica fissa da 4mm, 0.15Lux (Color), 0Lux (B/W, IR LED on), Max. 30fps@5MP, H.265, H.264, MJPEG, Streaming Multipli, Day & Night, WDR (120dB), Defocus detection, Directional detection, Motion detection, Enter/Exit, Tampering, Virtual line, Micro SD / SDHC / SDXC memory slot (Max. 128GB), Hallway view, WiseStream II, IR Viewable 25m, IP66, IK10, PoE | Info | 412
Camera - Network |  | QNO-8080R | 5MP IR Bullet | Q Series | 5MP | Bullet | NDAA compliant | IR Bullet Camera, Max. 5Megapixel (2592 x 1944), ottica motorizzata da 3,2-10mm, 0.15Lux (Color), 0Lux (B/W, IR LED on), Max. 30fps@5MP, H.265, H.264, MJPEG, Streaming Multipli, Day & Night, WDR (120dB), Defocus detection, Directional detection, Motion detection, Enter/Exit, Tampering, Virtual line, Micro SD / SDHC / SDXC memory slot (Max. 128GB), Hallway view, WiseStream II, IR Viewable 30m, IP66, IK10, PoE | Info | 646
Camera - Network |  | QND-8010R | 5MP IR Indoor Dome | Q Series | 5MP | Dome | NDAA compliant | IP Dome da interno, Risoluzione Max. 5Megapixel (2592 x 1944), ottica fissa da 2.8mm, 0.15Lux (Color), 0Lux (B/W, IR LED on), Max. 30fps@5MP (H.265 / H.264), Streaming multipli, Day & Night, WDR (120dB), Tampering, Motion detection, Defocus detection, Directional detection, Enter/Exit, Tampering, Virtual line, Micro SD / SDHC / SDXC memory slot (Max. 128GB), Hallway view, WiseStream II, IR 20m, PoE | Info | 341
Camera - Network |  | QND-8020R | 5MP IR Indoor Dome | Q Series | 5MP | Dome | NDAA compliant | IP Dome da interno, Risoluzione Max. 5Megapixel (2592 x 1944), ottica fissa da 4mm, 0.15Lux (Color), 0Lux (B/W, IR LED on), Max. 30fps@5MP (H.265 / H.264), Streaming multipli, Day & Night, WDR (120dB), Tampering, Motion detection, Defocus detection, Directional detection, Enter/Exit, Tampering, Virtual line, Micro SD / SDHC / SDXC memory slot (Max. 128GB), Hallway view, WiseStream II, IR 20m, PoE | Info | 341
Camera - Network |  | QND-8080R | 5MP IR Indoor Dome | Q Series | 5MP | Dome | NDAA compliant | IP Dome da interno, Risoluzione Max. 5Megapixel (2592 x 1944), ottica motorizzata da 3.2-10mm, 0.15Lux (Color), 0Lux (B/W, IR LED on), Max. 30fps@5MP (H.265 / H.264), Streaming multipli, Day & Night, WDR (120dB), Tampering, Motion detection, Defocus detection, Directional detection, Enter/Exit, Tampering, Virtual line, Micro SD / SDHC / SDXC memory slot (Max. 128GB), Hallway view, WiseStream II, IR 20m, PoE | Info | 615
Camera - Network |  | QNV-8010R | 5MP IR Outdorr Vandal Dome | Q Series | 5MP | Dome | NDAA compliant | IP Vandal Dome da esterno, Risoluzione Max. 5Megapixel (2592 x 1944), ottica fissa da 2.8mm, 0.15Lux (Color), 0Lux (B/W, IR LED on), Max. 30fps@5MP (H.265 / H.264), Streaming multipli, Day & Night, WDR (120dB), Tampering, Motion detection, Defocus detection, Directional detection, Enter/Exit, Tampering, Virtual line, Micro SD / SDHC / SDXC memory slot (Max. 128GB), Hallway view, WiseStream II, IR 20m, IP66, IK10, PoE | Info | 412
Camera - Network |  | QNV-8020R | 5MP IR Outdorr Vandal Dome | Q Series | 5MP | Dome | NDAA compliant | IP Vandal Dome da esterno, Risoluzione Max. 5Megapixel (2592 x 1944), ottica fissa da 4mm, 0.15Lux (Color), 0Lux (B/W, IR LED on), Max. 30fps@5MP (H.265 / H.264), Streaming multipli, Day & Night, WDR (120dB), Tampering, Motion detection, Defocus detection, Directional detection, Enter/Exit, Tampering, Virtual line, Micro SD / SDHC / SDXC memory slot (Max. 128GB), Hallway view, WiseStream II, IR 20m, IP66, IK10, PoE | Info | 412
Camera - Network |  | QNV-8080R | 5MP IR Outdorr Vandal Dome | Q Series | 5MP | Dome | NDAA compliant | IP Vandal Dome da esterno, Risoluzione Max. 5Megapixel (2592 x 1944), ottica motorizzata da 3.2 -10mm, 0.15Lux (Color), 0Lux (B/W, IR LED on), Max. 30fps@5MP (H.265 / H.264), Streaming multipli, Day & Night, WDR (120dB), Tampering, Motion detection, Defocus detection, Directional detection, Enter/Exit, Tampering, Virtual line, Micro SD / SDHC / SDXC memory slot (Max. 128GB), Hallway view, WiseStream II, IR 30m, IP66, IK10, PoE | Info | 646
Camera - Network |  | QNE-8011R | 5MP IR Flateye | Q Series | 5MP | Flateye | NDAA compliant | IP Flateye Camera, Risoluzione Max. 5Megapixel (2592 x 1944), ottica fissa da 2.8mm, 0.15Lux (Color), 0Lux (B/W, IR LED on), Max. 30fps@5MP (H.265 / H.264), Streaming multipli, Day & Night, WDR (120dB), Defocus detection, Directional detection, Motion detection, Enter/Exit, Tampering, Virtual line, Micro SD / SDHC / SDXC memory slot (Max. 128GB), Hallway view, WiseStream II, IR 20m, LDC, PoE | Info | 433
Camera - Network |  | TNV-8011C | 5MP Corner Camera | T Series | 5MP | Corner Camera | NDAA compliant | Telecamera T Series network da esterno per montaggio ad angolo, 5MP @30fps, ottica fissa da 2.3mm , triplo codec H.265/H.264/MJPEG con WiseStream II, Multiple streaming, 120dB WDR, Auto Day & Night (ICR), Advanced Video Analytics, Hallway View, Motion detection, Lens Distortion Correction, Digital Image Stabilization, Audio In/Out, 1 Input/1 Output, SD Card slot, PoE, IP66, IK10, IP6K9K | Info | 1000
Camera - Network |  | QNB-8002 | 5MP Box | Q Series | 5MP | Box | NDAA compliant | Q Series network box camera, 5MP @30fps, triplo codec H.265/H.264/MJPEG con WiseStream II, Streaming multipli, 120dB WDR, True Day & Night (ICR), Advanced Video Analytics, Hallway View, Motion detection, Tampering, Defocus detection,audio bidirezionale e slot SD/SDHC/SDXC fino a 128Gb, LDC support (Lens Distortion Correction), PoE/12VDC | Info | 365
Camera - Network |  | XNO-8020R | 5MP IR Bullet | X Series | 5MP | Bullet | NDAA compliant | X Series con DSP Wisenet 5 network IR da esterno antivandalo bullet camera, 5MP @30fps, ottica fissa 3.7mm (97.5°), triplo codec H.265/H.264/MJPEG con WiseStream II, Multiple streaming, 120dB WDR, True Day & Night (ICR), High Powered IR LEDs da 30m, Video Analisi Avanzata e Sound Classification and Business Analytics, Hallway View, Motion detection, Fog detection, HLC, Handover, Digital Image Stabilization, audio bidirezionale e due SD/SDHC/SDXC slot, USB port per una facile installazione, IP67, IK10, Nema 4X, PoE/12VDC | Info | 720
Camera - Network |  | XNO-8030R | 5MP IR Bullet | X Series | 5MP | Bullet | NDAA compliant | X Series con DSP Wisenet 5 network IR da estreno antivandalo bullet camera, 5MP @30fps, ottica fissa da 4.6mm (77.9°), triplo codec H.265/H.264/MJPEG con WiseStream II, Multiple streaming, 120dB WDR, True Day & Night (ICR), High Powered IR LEDs da 30m, Video Analisi avanzata, Classificazione dei suoni e Business Analytics, Hallway View, Motion detection, Fog detection, HLC, Handover, Digital Image Stabilization, audio bidirezionale e due SD/SDHC/SDXC slot, USB port per una facile installazione, IP67, IK10, Nema 4X, PoE/12VDC | Info | 720
Camera - Network |  | XNO-8040R | 5MP IR Bullet | X Series | 5MP | Bullet | NDAA compliant | X Series con DSP Wisenet 5 network IR da esterno antivandalo bullet camera, 5MP @30fps,ottica fissa da 7mm (50.7°), triplo codec H.265/H.264/MJPEG con WiseStream II, Multiple streaming, 120dB WDR, True Day & Night (ICR), High Powered IR LEDs da 30m, Advanced Video Analytics and Sound Classification and Business Analytics, Hallway View, Motion detection, Fog detection, HLC, Handover, Digital Image Stabilization,audio bidirezionale e due SD/SDHC/SDXC slot, USB port per una facile installazione, IP67, IK10, Nema 4X, PoE/12VDC | Info | 720
Camera - Network |  | XNO-8080R | 5MP IR Bullet | X Series | 5MP | Bullet | NDAA compliant | X Series con DSP Wisenet 5 network IR da esterno antivandalo bullet camera, 5MP @30fps, ottica varifocale motorizzata da 3.7 ~ 9.4mm (2.5x) (100.2°~38.7°), triplo codec H.265/H.264/MJPEG con WiseStream II, Multiple streaming, 120dB WDR, True Day & Night (ICR), High Powered IR LEDs da 50m, Advanced Video Analytics and Sound Classification, Hallway View, Motion detection, Fog detection, HLC, Handover, Digital Image Stabilization, audio bidirezionale e due SD/SDHC/SDXC slot, USB port per una facile installazione, IP67, IK10, Nema 4X, PoE/12VDC/24VAC | Info | 1220
Camera - Network |  | XND-8020R | 5MP IR Indoor Vandal Dome | X Series | 5MP | Dome | NDAA compliant | X Series con DSP Wisenet 5 network IR da interno dome camera, 5MP @30fps, ottica fissa da 3.7mm (97.5°), triplo codec H.265/H.264/MJPEG con WiseStream II, Multiple streaming, 120dB WDR, True Day & Night (ICR), High Powered IR LEDs da 30m, Advanced Video Analytics and Sound Classification and Business Analytics, Hallway View, Motion detection, Fog detection, HLC, Handover, Digital Image Stabilization, audio bidirezionale e due microSD/SDHC/SDXC slot, USB port per una facile installazione, IK08, PoE/12VDC | Info | 634
Camera - Network |  | XND-8020F | 5MP Flush Mount | X Series | 5MP | Dome | NDAA compliant | X Series con DSP Wisenet 5 network dome camera da incasso, 5MP @30fps,ottica fissa da 3.7mm (97.5°), triplo codec H.265/H.264/MJPEG con WiseStream II, Multiple streaming, 120dB WDR, Electronic Day & Night, Advanced Video Analytics and Sound Classification and Business Analytics, Hallway View, Motion detection, Fog detection, HLC, Handover, Digital Image Stabilization, Microfono, 1-way audio e microSD/SDHC/SDXC slot, PoE | Info | 576
Camera - Network |  | XND-8030R | 5MP IR Indoor Vandal Dome | X Series | 5MP | Dome | NDAA compliant | X Series con DSP Wisenet 5 network IR da interno dome camera, 5MP @30fps,ottica fissa da 4.6mm (77.9°), triplo codec H.265/H.264/MJPEG con WiseStream II, Multiple streaming, 120dB WDR, True Day & Night (ICR), High Powered IR LEDs da 30m, Advanced Video Analytics and Sound Classification and Business Analytics, Hallway View, Motion detection, Fog detection, HLC, Handover, Digital Image Stabilization, audio bidirezionale e due microSD/SDHC/SDXC slot, USB port per una facile installazione, IK08, PoE/12VDC | Info | 634
Camera - Network |  | XND-8040R | 5MP IR Indoor Vandal Dome | X Series | 5MP | Dome | NDAA compliant | X Series con DSP Wisenet 5 network IR da interno dome camera, 5MP @30fps, ottica fissa da 7mm (50.7°), triplo codec H.265/H.264/MJPEG con WiseStream II, Multiple streaming, 120dB WDR, True Day & Night (ICR), High Powered IR LEDs da 30m, Advanced Video Analytics and Sound Classification and Business Analytics, Hallway View, Motion detection, Fog detection, HLC, Handover, Digital Image Stabilization, audio bidirezionale e due microSD/SDHC/SDXC slot, USB port per una facile installazione, IK08, PoE/12VDC | Info | 634
Camera - Network |  | XND-8080R | 5MP IR Indoor Dome | X Series | 5MP | Dome | NDAA compliant | X Series con DSP Wisenet 5 network IR da interno dome camera, 5MP @30fps, ottica motorizzata da 3.9 ~ 9.4mm (2.4x) (92.1°~38.7°), triplo codec H.265/H.264/MJPEG con WiseStream II, Multiple streaming, 120dB WDR, True Day & Night (ICR), High Powered IR LEDs da 30m, Advanced Video Analytics and Sound Classification, Hallway View, Motion detection, Fog detection, HLC, Handover, Digital Image Stabilization, audio bidirezionale e dual microSD/SDHC/SDXC slot, USB port per una facile installazione, IK08, PoE/12VDC | Info | 1050
Camera - Network |  | XND-8080RV | 5MP IR Indoor Vandal Dome | X Series | 5MP | Dome | NDAA compliant | X Series con DSP Wisenet 5 network IR da interno antivandalo dome camera, 5MP @30fps,ottica motorizzata 3.9 ~ 9.4mm (2.4x) (92.1°~38.7°), triplo codec H.265/H.264/MJPEG con WiseStream II, Multiple streaming, 120dB WDR, True Day & Night (ICR), High Powered IR LEDs da 30m, Advanced Video Analytics and Sound Classification, Hallway View, Motion detection, Fog detection, HLC, Handover, Digital Image Stabilization, audio bidirezionale e due microSD/SDHC/SDXC slot, USB port per una facile installazione, IK08, PoE/12VDC | Info | 1146
Camera - Network |  | XND-8081REV | 5MP IR Indoor Vandal Dome | X Series | 5MP | Dome | NDAA compliant | X Series con DSO Wisenet 5 network IR antivandalo dome camera da interno, Struttura modulare X PLUS, PoE+ in / PoE out, 5MP @30fps, ottica varifocale motorizzata da 3.9 ~ 9.4mm (2.4x) (92.1°~38.7°), triplo codec H.265/H.264/MJPEG con WiseStream II, Streaming multipli, 120dB WDR, True Day & Night (ICR), High Powered IR LEDs con IR visione fino a 50m, Advanced Video Analytics and Sound Classification and Business Analytics, Shock Detection, Audio Playback, Hallway View, Motion detection, Fog detection, HLC, Digital Image Stabilization con sensore giroscopico, audio Bidirezionale e due slot microSD/SDHC/SDXC , ONVIF S/G/T, porta USB per una facile installazione, IP52, IK10, PoE+, Funzione POE Extender per collegamento diretto di una seconda telecamera | Info | 1325
Camera - Network |  | XND-8081RV | 5MP IR Indoor Vandal Dome | X Series | 5MP | Dome | Prodotto End Of Life, Disponibilità Limitata | X Series con Wisenet 5 network IR da interno antivandalo dome camera, struttura modulare X PLUS, 5MP @30fps, ottica motorizzata da 3.9 ~ 9.4mm (2.4x) (92.1°~38.7°), triplo codec H.265/H.264/MJPEG con WiseStream II, Multiple streaming, 120dB WDR, True Day & Night (ICR), High Powered IR LEDs da 70m, Advanced Video Analytics and Sound Classification and Business Analytics, Shock Detection, Audio Playback, Hallway View, Motion detection, Fog detection, HLC, Digital Image Stabilization con sensore giroscopico,audio bidirezionale e due microSD/SDHC/SDXC slot, ONVIF S/G/T, USB port per una facile installazione, IP52, IK10, PoE/12VDC | Info | 1261
Camera - Network |  | XND-8081RF | 5MP IR Flush Mount Dome | X Series | 5MP | Dome | Prodotto End Of Life, Disponibilità Limitata | X Series con DSP Wisenet 5 network IR dome camera da incasso, struttura modulare X PLUS, 5MP @30fps, ottica motorizzata da 3.9 ~ 9.4mm (2.4x) (92.1°~38.7°), triplo codec H.265/H.264/MJPEG con WiseStream II, Multiple streaming, 120dB WDR, True Day & Night (ICR), High Powered IR LEDs da 70m, Advanced Video Analytics and Sound Classification and Business Analytics, Shock Detection, Audio Playback, Hallway View, Motion detection, Fog detection, HLC, Digital Image Stabilization con sensore giroscopico, audio bidirezionale e due microSD/SDHC/SDXC slot, ONVIF S/G/T, USB port per una facile installazione, IP52, Plenum rate (UL2820), PoE/12VDC | Info | 1261
Camera - Network |  | XND-8081VZ | 5MP PTRZ Indoor Dome | X Series | 5MP | Dome | Prodotto End Of Life, Disponibilità Limitata | X Series con DSP Wisenet 5 network da interno antivandalo dome camera, struttura modulare X PLUS, 5MP @30fps, ottica motorizzata varifocale da 3.6 ~ 9.4mm (2.6x) (102.5°~38.7°), Motorizzazione Pan/Tilt/Rotate/Zoom, triple codec H.265/H.264/MJPEG con WiseStream II, Multiple streaming, 120dB WDR, True Day & Night (ICR), Advanced Video Analytics and Sound Classification and Business Analytics, Shock Detection, Audio Playback, Hallway View, Motion detection, Fog detection, HLC, Digital Image Stabilization con sensore giroscopico, audio bidirezionale e due microSD/SDHC/SDXC slot, ONVIF S/G/T, USB port per una facile installazione, IP52, IK10, PoE/12VDC, | Info | 1387
Camera - Network |  | XNV-8020R | 5MP IR Outdoor Vandal Dome | X Series | 5MP | Vandal Dome | NDAA compliant | X Series con DSP Wisenet 5 network IR da esterno antivandalo dome camera, 5MP @30fps, ottica fissa da 3.7mm (97.5°), triplo codec H.265/H.264/MJPEG con WiseStream II, Multiple streaming, 120dB WDR, True Day & Night (ICR), High Powered IR LEDs da 30m, Advanced Video Analytics and Sound Classification and Business Analytics, Hallway View, Motion detection, Fog detection, HLC, Handover, Digital Image Stabilization, audio bidirezionale e due microSD/SDHC/SDXC slot, USB port per una facile installazione, IP67, IK10, PoE/12VDC | Info | 720
Camera - Network |  | XNV-8030R | 5MP IR Outdoor Dome | X Series | 5MP | Vandal Dome | NDAA compliant | X Series con DSP Wisenet 5 network IR da esterno antivandalo dome camera, 5MP @30fps, ottica fissa da 4.6mm (77.9°), triplo codec H.265/H.264/MJPEG con WiseStream II, Multiple streaming, 120dB WDR, True Day & Night (ICR), High Powered IR LEDs da 30m, Advanced Video Analytics and Sound Classification and Business Analytics, Hallway View, Motion detection, Fog detection, HLC, Handover, Digital Image Stabilization, audio bidirezionale e due microSD/SDHC/SDXC slot, USB port per una facile installazione, IP67, IK10, PoE/12VDC | Info | 720
Camera - Network |  | XNV-8040R | 5MP IR Outdoor Dome | X Series | 5MP | Vandal Dome | NDAA compliant | X Series con DSP Wisenet 5 network IR da esterno antivandalo dome camera, 5MP @30fps, ottica fissa da 7mm (50.7°), triplo codec H.265/H.264/MJPEG con WiseStream II, Multiple streaming, 120dB WDR, True Day & Night (ICR), High Powered IR LEDs da 30m, Advanced Video Analytics and Sound Classification and Business Analytics, Hallway View, Motion detection, Fog detection, HLC, Handover, Digital Image Stabilization, audio bidirezionale e due microSD/SDHC/SDXC slot, USB port per una facile installazione, IP67, IK10, PoE/12VDC | Info | 720
Camera - Network |  | XNV-8080R | 5MP IR Outdoor Dome | X Series | 5MP | Vandal Dome | NDAA compliant | X Series con DSP Wisenet 5 network IR da esterno antivandalo dome camera, 5MP @30fps, ottica varifocale motorizzata da 3.9 ~ 9.4mm (2.4x) (92.1°~38.7°), triplo codec H.265/H.264/MJPEG con WiseStream II, Multiple streaming, 120dB WDR, True Day & Night (ICR), High Powered IR LEDs da 50m, Advanced Video Analytics and Sound Classification, Hallway View, Motion detection, Fog detection, HLC, Handover, Digital Image Stabilization, audio bidirezionale e due microSD/SDHC/SDXC slot, USB port per una facile installazione, IP67, IK10, Nema 4X, PoE/12VDC/24VAC | Info | 1220
Camera - Network |  | XNV-8080RSA | 5MP Stainless Steel IR Dome | X Series | 5MP | Vandal Dome | NDAA compliant | X Series con DSP Wisenet 5 network IR da esterno in acciaio inossidabile antivandao dome camera, 5MP @60fps,ottica varifocale motorizzata da 3.9 ~ 9.4mm (2.4x) (92.1°~38.7°), triplo codec H.265/H.264/MJPEG con WiseStream II, Multiple streaming, 120dB WDR, True Day & Night (ICR), High Powered IR LEDs da 50m, Advanced Video Analytics and Sound Classification, Hallway View, Motion detection, Fog detection, HLC, Handover, Digital Image Stabilization, audio bidirezionale e due microSD/SDHC/SDXC slot, USB port per una facile installazione, IP66, IP6K9K, IK10+, Nema 4X, PoE/12VDC/24VAC | Info | 2293
Camera - Network |  | XNV-8081R | 5MP IR Outdoor Vandal Dome | X Series | 5MP | Vandal Dome | Prodotto End Of Life, Disponibilità Limitata | X Series con DSP Wisenet 5 network IR da esterno antivandalo dome camera, struttura modulare X PLUS, 5MP @30fps, ottica varifocale motorizzata da 3.9 ~ 9.4mm (2.4x) (92.1°~38.7°), triplo codec H.265/H.264/MJPEG con WiseStream II, Multiple streaming, 120dB WDR, True Day & Night (ICR), High Powered IR LEDs da 70m, Advanced Video Analytics and Sound Classification and Business Analytics, Shock Detection, Audio Playback, Hallway View, Motion detection, Fog detection, HLC, Digital Image Stabilization con sensore giroscopico, audio bidirezionale e due microSD/SDHC/SDXC slot, ONVIF S/G/T, USB port per una facile installazione, IP67/IP66/IP6K9K, IK10+, Nema 4X, PoE/12VDC, optional 24VAC | Info | 1403
Camera - Network |  | XNV-8081Z | 5MP Outdoor Vandal PTRZ Dome | X Series | 5MP | Vandal Dome | Prodotto End Of Life, Disponibilità Limitata | X Series con DSP Wisenet 5 network da esterno antivandalo dome camera, struttura modulare X PLUS, 5MP @30fps, ottica varifocale motorizzata da 3.6 ~ 9.4mm (2.6x) (102.5°~38.7°), Motorizzazione Pan/Tilt/Rotate/Zoom, triplo codec H.265/H.264/MJPEG con WiseStream II, Multiple streaming, 120dB WDR, True Day & Night (ICR), Advanced Video Analytics and Sound Classification and Business Analytics, Shock Detection, Audio Playback, Hallway View, Motion detection, Fog detection, HLC, Digital Image Stabilization con sensore giroscopico, audio bidirezionale e due microSD/SDHC/SDXC slot, ONVIF S/G/T, USB port per una facile installazione, IP67/IP66/IP6K9K, IK10+, Nema 4X, PoE/12VDC, optional 24VAC, | Info | 1613
Camera - Network |  | XNV-8081RE | 5MP IR Outdoor Vandal Dome | X Series | 5MP | Vandal Dome | NDAA compliant | X Series con DSP Wisenet 5 network IR antivandalo dome camera da estrno, Struttura modulare X PLUS, PoE+ in / PoE out, 5MP @30fps, ottica varifocale motorizzata da 3.9 ~ 9.4mm (2.4x) (92.1°~38.7°), triplo codec H.265/H.264/MJPEG con WiseStream II, Streaming multipli, 120dB WDR, True Day & Night (ICR), High Powered IR LEDs con IR visione fino a 50m, Advanced Video Analytics and Sound Classification and Business Analytics, Shock Detection, Audio Playback, Hallway View, Motion detection, Fog detection, HLC, Digital Image Stabilization con sensore giroscopico, audio bidirezionale e due slot micro SD/SDHC/SDXC , ONVIF S/G/T, porta USB per una facile installazione, IP67/IP66/IP6K9K, IK10+, Nema 4X, PoE+, Funzione POE Extender per collegamento diretto di una seconda telecamera | Info | 1474
Camera - Network |  | XNB-8000 | 5MP Box | X Series | 5MP | Box | NDAA compliant | X Series con DSP Wisenet 5 network box camera, 5MP @30fps, simple focus, triplo codec H.265/H.264/MJPEG con WiseStream II, Multiple streaming, 120dB WDR, True Day & Night (ICR), Advanced Video Analytics and Sound Classification, Hallway View, Motion detection, Fog detection, HLC, Handover, Digital Image Stabilization con sensore giroscopico, audio bidirezionale e due SD/SDHC/SDXC slot, USB port per una facile installazione, PoE/12VDC/24VAC | Info | 778
Telecamere 4MP
Camera - Network |  | PNM-7082RVD | 2MP x 2CH Multi-directional Camera | P Series | 2x 2MP | Multi-Sensor | NDAA compliant | P Series network camera multidirezionali, doppio sensore, da esterno in contenitore antivandalico, 2 x 2MP@25/30fps, 360 degree 25m IR,ottica varifocale motorizzata da 3~6mm , WiseNR, WiseStream II, ExtremeWDR (150dB), Defog, Hallway View, Analytics Virtual line (Crossing/Direction), Virtual area (Loitering/Enter/Exit), Motion detection, Defocus detection, Tampering, SD Card slot 512GB max, PoE+, Secure by Default, TPM 2.0 (FIPS 140-2), IP66, NEMA4X, IK10. Compatibile con SPM-4210 I/O IP box per connessioni allarmi/audio devices e support camera's audio detection and sound classification analytics | Info | 1290
Camera - Network |  | QNO-7012R | 4MP IR Bullet | Q Series | 4MP | Bullet | NDAA compliant | Q Series network IR da esterno antivandalo bullet camera, 4MP @20fps,ottica fissa da 2.8mm (110°), triplo codec H.265/H.264/MJPEG con WiseStream, Multiple streaming, 120dB WDR, True Day & Night (ICR), IR da 20m, Motion detection, Tampering, Defocus detection, Hallway View, 1-way audio e microSD/SDHC/SDXC slot, LDC support (Lens Distortion Correction), IP66, IK10, PoE/12VDC | Info | 360
Camera - Network |  | QNO-7022R | 4MP IR Bullet | Q Series | 4MP | Bullet | NDAA compliant | Q Series network IR outdoor vandal bullet camera, 4MP @30fps, 3.6mm fixed lens (81°), triple codec H.265/H.264/MJPEG with WiseStream, Multiple streaming, 120dB WDR, True Day & Night (ICR), IR viewable length 25m, Motion detection, Tampering, Defocus detection, Hallway View, 1-way audio and microSD/SDHC/SDXC slot, LDC support (Lens Distortion Correction), IP66, IK10, PoE/12VDC | Info | 360
Camera - Network |  | QNO-7032R | 4MP IR Bullet | Q Series | 4MP | Bullet | NDAA compliant | Q Series network IR outdoor vandal bullet camera, 4MP @30fps, 6mm fixed lens, H.265/H.264/ MJPEG con WiseStream, Multiple streaming, 120dB WDR, Day & Night (Auto ICR), Illunimatore IR 30m, Motion detection, Tampering, Defocus detection, Hallway View, 1-way audio and microSD/SDHC/SDXC slot, LDC support (Lens Distortion Correction), IP66, IK10, PoE/12VDC | Info | 360
Camera - Network |  | QNO-7082R | 4MP IR Bullet | Q Series | 4MP | Bullet | NDAA compliant | Q Series network IR da esterno antivandalo bullet camera, 4MP @30fps, ottica varifocale motorizzata da 3.2 ~ 10mm (3.1x) (98.6°~30.8°), triplo codec H.265/H.264/MJPEG, Multiple streaming, 120dB WDR, True Day & Night (ICR), IR da 30m, Defocus detection, Directional detection, Motion detection, Enter/Exit, Tampering, Virtual line, Hallway View, 1-way audio e microSD/SDHC/SDXC slot, LDC support (Lens Distortion Correction), IP66, IK10, PoE/12VDC |  | 570
Camera - Network |  | QND-7012R | 4MP IR Dome | Q Series | 4MP | Dome | NDAA compliant | Telecamera Q Series network da interno con IR, 4MP @30fps, ottica fissa da2.8mm (110°), triple codec H.265/H.264/MJPEG con WiseStream, Multiple streaming, 120dB WDR, True Day & Night (ICR), IR da 20m, Motion detection, Tampering, Defocus detection, Hallway View, 1-way audio e microSD/SDHC/SDXC slot, LDC support (Lens Distortion Correction), PoE/12VDC | Info | 312
Camera - Network |  | QND-7022R | 4MP IR Dome | Q Series | 4MP | Dome | NDAA Compliant | Telecamera Q Series network da interno con IR, 4MP @30fps, ottica fissa da 3.6mm (110°), triple codec H.265/H.264/MJPEG con WiseStream, Multiple streaming, 120dB WDR, True Day & Night (ICR), IR da 20m, Motion detection, Tampering, Defocus detection, Hallway View, 1-way audio e microSD/SDHC/SDXC slot, LDC support (Lens Distortion Correction), PoE/12VDC | Info | 312
Camera - Network |  | QND-7032R | 4MP IR Dome | Q Series | 4MP | Dome | NDAA compliant | Telecamera Q Series network da interno con IR, 4MP @30fps, ottica fissa da 6mm, triple codec H.265/H.264/MJPEG con WiseStream, Multiple streaming, 120dB WDR, True Day & Night (ICR), IR da 20m, Motion detection, Tampering, Defocus detection, Hallway View, 1-way audio e microSD/SDHC/SDXC slot, LDC support (Lens Distortion Correction), PoE/12VDC | Info | 312
Camera - Network |  | QND-7082R | 4MP IR Dome | Q Series | 4MP | Dome | NDAA compliant | Telecamera Q Series network da interno con IR, 4MP @30fps, Ottica varifocale motorizzata da 3.2 ~ 10.0mm , 1/3" CMOS,triplo codec H.265/H.264/Main/High/MJPEG con WiseStream, Multiple streaming, 120dB WDR, True Day & Night (Auto ICR), IR fino a 20m, SSNR, Motion detection, Tampering, Defocus detection, Directional detection, Motion detection, Enter/Exit Hallway View, Built-in MIC and microSD/SDHC/SDXC slot, LDC support (Lens Distortion Correction), PoE/12VDC | Info | 515
Camera - Network |  | QNV-7012R | 4MP IR Vandal Dome | Q Series | 4MP | Vandal Dome | NDAA compliant | Telecamera Minidome antivandalica Q Series network da esterno con IR, 4MP @30fps, ottica fissa da 2.8mm (110°), triplo codec H.265/H.264/MJPEG con WiseStream, Multiple streaming, 120dB WDR, True Day & Night (ICR), IR fino a 20m, Motion detection, Tampering, Defocus detection, Hallway View, 1-way audio and microSD/SDHC/SDXC slot, LDC support (Lens Distortion Correction), IP66, IK10, PoE/12VDC | Info | 360
Camera - Network |  | QNV-7022R | 4MP IR Vandal Dome | Q Series | 4MP | Vandal Dome | NDAA compliant | Telecamera minidome antivandalica Network Q Series da esterno con IR, 4MP @30fps, ottica fissa da 3.6mm (81°), triplo codec H.265/H.264/MJPEG con WiseStream, Multiple streaming, 120dB WDR, True Day & Night (ICR), IR fino a 25m, Motion detection, Tampering, Defocus detection, Hallway View, 1-way audio and microSD/SDHC/SDXC slot, LDC support (Lens Distortion Correction), IP66, IK10, PoE/12VDC | Info | 360
Camera - Network |  | QNV-7032R | 4MP IR Vandal Dome | Q Series | 4MP | Vandal Dome | NDAA compliant | Telecamera Minidome antivandalica Network Q Series da esterno con IR, 4MP @30fps, ottica fissa da 6mm, triplo codec H.265/H.264/Main/High/MJPEG con WiseStream, Multiple streaming, 120dB WDR, True Day & Night (ICR), IR fino a 30m, Motion detection, Tampering, Defocus detection, Hallway View, 1-way audio, Analytics, Network disconnect, Alarm input and microSD/SDHC/SDXC slot, LDC support (Lens Distortion Correction), IP66, IK10, PoE/12VDC | Info | 360
Camera - Network |  | QNV-7082R | 4MP IR Vandal Dome | Q Series | 4MP | Vandal Dome | NDAA compliant | Q Series network IR minidome antivandalica da esterno, 4MP @30fps, ottica varifocale motorizzata da 3.2 ~ 10mm (3.1x) (98.6°~30.8°), triplo codec H.265/H.264/MJPEG, Multiple streaming, 120dB WDR, True Day & Night (ICR), IR da 30m, Defocus detection, Directional detection, Motion detection, Enter/Exit, Tampering, Virtual line, Hallway View, 1-way audio e microSD/SDHC/SDXC slot, LDC support (Lens Distortion Correction), IP66, IK10, PoE/12VDC |  | 570
Telecamere 3MP
Camera - Network |  | TNV-7011RC | 3MP IR Vandal Corner | T Series | 3MP | Corner Camera | Prodotto End Of Life, Disponibilità Limitata | Telecamera di rete antivandalo con montaggio ad angolo per esterni, 3 MP @ 30 fps, obiettivo fisso da 2,8 mm, 940 nm IR 10 m, triplo codec H.265/H.264/MJPEG con WiseStream II, 120 dB WDR, vista corridoio, correzione della distorsione dell'obiettivo, Stabilizzazione digitale dell'immagine, Analisi video avanzata integrata senza necessitá di licenza aggiuntiva: manomissione, vagabondaggio, rilevamento direzione, rilevamento sfocatura, rilevamento nebbia, linea virtuale, ingresso/uscita, visualizzazione/scomparsa, rilevamento audio, rilevamento viso, rilevamento movimento, auto tracking digitale, classificazione audio , Rilevamento urti, Ingresso/Uscita audio/Microfono integrato, 1 Ingresso/1 Uscita, Slot per scheda SD, PoE/12VDC, IP66, IK10+, IP6K9K | Info | 1455
Camera - Network |  | TNV-C7013RC | 3MP IR Anti-ligature Corner Mount | T Series | 3MP | Corner Camera | NDAA compliant | T series network outdoor AI anti-ligature corner mount camera, 3MP @30fps, 2.39mm fixed focal lens, invisible 940mm wavelength Wise IR 15m(49.21ft), triple codec H.265/H.264/MJPEG with WiseStreamⅢ(Based on AI engine), 120dB WDR, Flip, Mirror, Hallway view(90°/270°), Classified object type : Person/Face/Vehicle/License plate, Support DetectionShot, Analytics events based on AI engine - Object detection, Virtual line(Crossing/Direction), Virtual area(Loitering/Intrusion/Enter/Exit) Analytics events - Defocus detection, Motion detection, Tampering, Audio detection, Sound classification, Virtual area(Appear/Disappear), Clothes color detection(Orange/Black/Red, @400lux), Audio In/Out/Built-in mic, 1 Input/1 Output, MicroSD/SDHC/SDXC memory slot (1TB), PoE/12VDC, IP66, IK10+, IP6K9K | Info | 1500
Telecamere 2MP
Camera - Network |  | XNV-L6080 | 2MP Outdoor Dome | X Series | 2MP | Vandal Dome | Prodotto End Of Life, Disponibilità Limitata | X Series con DSP Wisenet 5 network antivandalo dome camera da esterno, 2MP @60fps, ottica varifocale motorizzata da 3.2 ~ 10.0mm (3.1x) (109.0°~33.2°), triplo codec H.265/H.264/MJPEG con WiseStream II, Multiple streaming, 120dB WDR, True Day & Night (ICR), Tampering, Defocus detection, Motion Detection, Fog detection, Hallway View, HLC, Digital Image Stabilization, SD/SDHC/SDXC slot, USB port per una facile installazione, IP66, IK10, PoE | Info | 773
Camera - Network |  | XNV-L6080R | 2MP IR Outdoor Dome | X Series | 2MP | Vandal Dome | Prodotto End Of Life, Disponibilità Limitata | X Series con DSP Wisenet 5 network IR antivandalo dome camera da esterno, 2MP @60fps,ottica varifocale motorizzata da 3.2 ~ 10.0mm (3.1x) (109.0°~33.2°), triplo codec H.265/H.264/MJPEG con WiseStream II, Multiple streaming, 120dB WDR, True Day & Night (ICR), IR da 30m, Tampering, Defocus detection, Motion Detection, Fog detection, Hallway View, HLC, Digital Image Stabilization, SD/SDHC/SDXC slot, USB port per una facile installazione, IP66, IK10, PoE | Info | 839
Camera - Network |  | QNB-6002 | 2MP Box | Q Series | 2MP | Box | NDAA compliant | Q Series network box camera, 2MP @30fps, triplo codec H.265/H.264/MJPEG con WiseStream II, Streaming multipli, 120dB WDR, True Day & Night (ICR), Advanced Video Analytics, Hallway View, Motion detection, Tampering, Defocus detection, audio bidirezionale e solt SD/SDHC/SDXC fino a 128Gb, LDC support (Lens Distortion Correction), PoE/12VDC | Info | 264
Camera - Network |  | QND-6011 | 2MP Mini Dome | Q Series | 2MP | Dome | NDAA compliant | IP Dome da interno (Q mini), Risoluzione Max. 2Megapixel (1920 x 1080), ottica fissa da 2.8mm, 0.1Lux (Color), WDR (120dB) , Max. 30fps@2MP (H.265 / H.264), Streaming multipli, Day & Night, WDR (120dB), Defocus detection, Motion detection, Tampering, People counting, Micro SD / SDHC / SDXC memory slot (Max. 128GB), Hallway view, WiseStream II, LDC, PoE | Info | 258
Camera - Network |  | QND-6021 | 2MP Mini Dome | Q Series | 2MP | Dome | NDAA compliant | IP Dome da interno (Q mini), Risoluzione Max. 2Megapixel (1920 x 1080), ottica fissa da 4mm, 0.1Lux (Color), WDR (120dB) , Max. 30fps@2MP (H.265 / H.264), Streaming multipli, Day & Night, WDR (120dB), Defocus detection, Motion detection, Tampering, People counting, Micro SD / SDHC / SDXC memory slot (Max. 128GB), Hallway view, WiseStream II, LDC, PoE | Info | 258
Camera - Network |  | QND-6012R | 2MP IR Dome | Q Series | 2MP | Dome | NDAA compliant | Q Series network IR dome camera da interno, 2MP @30fps, ottica fissa da 2.8mm (113.74°), triple codec H.265/H.264/MJPEG con WiseStream, Multiple streaming, 120dB WDR, True Day & Night (ICR), IR da 20m, Motion detection, Tampering, Defocus detection, Hallway View, 1-way audio and microSD/SDHC/SDXC slot, LDC support (Lens Distortion Correction), PoE/12VDC | Info | 289
Camera - Network |  | QND-6022R | 2MP IR Dome | Q Series | 2MP | Dome | NDAA compliant | Q Series network IR dome camera da interno, 2MP @30fps, ottica fissa da 4mm (87.6°), triple codec H.265/H.264/MJPEG con WiseStream, Multiple streaming, 120dB WDR, True Day & Night (ICR), IR da 20m, Motion detection, Tampering, Defocus detection, Hallway View, 1-way audio and microSD/SDHC/SDXC slot, LDC support (Lens Distortion Correction), PoE/12VDC | Info | 289
Camera - Network |  | QND-6012R1 | 2MP IR Dome | Q Series | 2MP | Dome | NDAA compliant | Q Series network IR indoor dome camera (No Audio), 2MP @30fps, 2.8mm fixed lens , H.265/H.264/ MJPEG con WiseStream, Multiple streaming, 120dB WDR, Day & Night (auto ICR), Illunimatore IR 20m, Motion detection, Tampering, Defocus detection, Hallway View(90°/270°), microSD/ SDHC/SDXC slot, LDC support (Lens Distortion Correction), PoE/12VDC | Info | 263
Camera - Network |  | QND-6022R1 | 2MP IR Dome | Q Series | 2MP | Dome | NDAA compliant | Q Series network IR indoor dome camera(No Audio), 2MP @30fps, 4mm fixed lens, H.265/H.264/ MJPEG, Multiple streaming, 120dB WDR, Day & Night (auto ICR), Illunimatore IR 20m, Motion detection, Tampering, Defocus detection, Hallway View(90°/270°), microSD/ SDHC/ SDXC slot, LDC support (Lens Distortion Correction), PoE/12VDC | Info | 263
Camera - Network |  | QND-6082R | 2MP IR Dome | Q Series | 2MP | Dome | NDAA compliant | Q Series network IR dome camera da interno, 2MP @30fps, ottica varifocal motorizzata da 3.2 ~ 10.0mm (3.1x) (109.0°~33.2°), triplo codec H.265/H.264/MJPEG con WiseStream II, Multiple streaming, 120dB WDR, True Day & Night (ICR), IR da 20m, Motion detection, Tampering, Defocus detection, Hallway View, Bi-directional audio e microSD/SDHC/SDXC slot, LDC support (Lens Distortion Correction), PoE/12VDC | Info | 459
Camera - Network |  | QND-6082R1 | 2MP IR Dome | Q Series | 2MP | Dome | NDAA compliant | Q Series network IR dome camera da interno, 2MP @30fps, ottica varifocal motorizzata da 3.2 ~ 10.0mm (3.1x) (109.0°~33.2°), triplo codec H.265/H.264/MJPEG con WiseStream II, Multiple streaming, 120dB WDR, True Day & Night (ICR), IR da 20m, Motion detection, Tampering, Defocus detection, Hallway View, microSD/SDHC/SDXC slot, LDC support (Lens Distortion Correction), PoE/12VDC | Info | 417
Camera - Network |  | QNO-6012R | 2MP IR Bullet | Q Series | 2MP | Bullet | NDAA compliant | Q Series network IR antivandalo bullet camera da esterno, 2MP @30fps, ottica fissa da 2.8mm (113.74°), triple codec H.265/H.264/MJPEG con WiseStream, Multiple streaming, 120dB WDR, True Day & Night (ICR), IR da 20m, Motion detection, Tampering, Defocus detection, Hallway View, 1-way audio and microSD/SDHC/SDXC slot, LDC support (Lens Distortion Correction), IP66, IK10, PoE/12VDC | Info | 343
Camera - Network |  | QNO-6022R | 2MP IR Bullet | Q Series | 2MP | Bullet | NDAA compliant | Q Series network IR antivandalo bullet camera da esterno, 2MP @30fps, ottica fissa da 4mm (87.6°), triple codec H.265/H.264/MJPEG con WiseStream, Multiple streaming, 120dB WDR, True Day & Night (ICR), IR viewable da 25m, Motion detection, Tampering, Defocus detection, Hallway View, 1-way audio and microSD/SDHC/SDXC slot, LDC support (Lens Distortion Correction), IP66, IK10, PoE/12VDC | Info | 343
Camera - Network |  | QNO-6012R1 | 2MP IR Bullet | Q Series | 2MP | Bullet | NDAA compliant | Q Series network IR outdoor vandal bullet camera (No Audio), 2MP @30fps, 2.8mm fixed lens, triple codec H.265/H.264/MJPEG con WiseStream, Multiple streaming, 120dB WDR, True Day & Night (ICR), Illunimatore IR 20m, Motion detection, Tampering, Defocus detection, Hallway View (90°/270°), microSD/SDHC/SDXC slot, LDC support (Lens Distortion Correction), IP66, IK10, PoE/12VDC | Info | 312
Camera - Network |  | QNO-6022R1 | 2MP IR Bullet | Q Series | 2MP | Bullet | NDAA compliant | Q Series network IR outdoor vandal bullet camera (No Audio), 2MP @30fps, 4mm fixed lens, triple codec H.265/H.264/MJPEG con WiseStream, Multiple streaming, 120dB WDR, True Day & Night (ICR), Illunimatore IR 25m, Motion detection, Tampering, Defocus detection, Hallway View (90°/270°), micro SD/SDHC/SDXC slot, LDC support (Lens Distortion Correction), IP66, IK10, PoE/12VDC | Info | 312
Camera - Network |  | QNO-6082R | 2MP IR Bullet | Q Series | 2MP | Bullet | NDAA compliant | Q Series network IR antivandalo bullet camera da esterno, 2MP @30fps, ottica varifocale motorizzata da 3.2 ~ 10.0mm (3.1x) (109.0°~33.2°), triplo codec H.265/H.264/MJPEG e WiseStream II, Multiple streaming, 120dB WDR, True Day & Night (ICR), IR da 30m, Defocus detection, Directional detection, Motion detection, Enter/Exit, Tampering, Virtual line, Hallway View, ingresso audio e microSD/SDHC/SDXC slot, LDC support (Lens Distortion Correction), IP66, IK10, PoE/12VDC | Info | 519
Camera - Network |  | QNO-6082R1 | 2MP IR Bullet | Q Series | 2MP | Bullet | NDAA compliant | Q Series network IR outdoor vandal bullet camera (No Audio), 2MP @30fps, 3.2 ~ 10.0mm motorized vari-focal lens (3.1x), H.265/H.264/MJPEG, Multiple streaming, 120dB WDR, Day & Night (auto ICR), Illunimatore IR 30m, Motion detection, Tampering, Defocus detection, Hallway View (90°/270°), micro SD/SDHC/SDXC slot, LDC support (Lens Distortion Correction), IP66, IK10, PoE/12VDC | Info | 472
Camera - Network |  | QNP-6250 | 2MP 25x PTZ | Q Series | 2MP | PTZ | NDAA compliant | Q Series network PTZ camera da interno, 2MP @60fps, Full HD(1080p), Zoom ottico 25X (4.44~111mm) (64.66º ~ 2.99º), 360° Endless Pan range, 700°/sec Pan speed, triplo codec H.265/H.264/MJPEG con WiseStream II, Streaming Multipli, 120dB WDR, True Day & Night (ICR), Directional detection, Motion detection, Enter/Exit, Tampering, Virtual line, Audio detection, Stabilizzatore delle immagini con sensore giroscopico, audio Bidirezionale e SD/SDHC/SDXC slot, PoE+ | Info | 1500
Camera - Network |  | QNP-6250H | 2MP 25x PTZ | Q Series | 2MP | PTZ | NDAA compliant | Q Series network PTZ camera da esterno, 2MP @60fps, Full HD(1080p), Zoom Ottico 25X (4.44 ~ 111mm), 360° Endless Pan range, 700°/sec Pan speed, triplo codec H.265/H.264/MJPEG con WiseStream II, Streaming Multipli, 120dB WDR, True Day & Night (ICR), Directional detection, Motion detection, Enter/Exit, Tampering, Virtual line Audio detection (con NW I/O Box), Stabilizzatore digitale delle immagini con sensore giroscopico e SD/SDHC/SDXC slot, IP66, IK10, PoE+ * I/O Allarmi, Audio detection, Sound classification con NW I/O Box SPM-4210 che può essere acquistato separatamente | Info | 1700
Camera - Network |  | QNP-6250R | 2MP 25x IR PTZ | Q Series | 2MP | PTZ | NDAA compliant | Q Series network IR PTZ camera da esterno, 2MP @60fps, Zoom ottico 25X (4.44 ~ 111mm) (61.8º ~ 3.08º), 360° Endless Pan range, 400°/sec Pan speed, Tilt: -20° ~ 90°, triplo codec H.265/H.264/MJPEG con WiseStream II, Streaming Multipli, 120dB WDR, True Day & Night (ICR), IR fino a 100m (Wise IR), Motion detection, Tampering detection, Defocus detection, Digital Image Stabilization con sensore giroscopico, Audio Bidirezionale (I/O box opzionale) e due SD/SDHC/SDXC slot, IP66, IK10, PoE+, NEMA4X * I/O Allarmi, Audio detection, Sound classification con NW I/O Box SPM-4210 che può essere acquistato separatamente | Info | 1840
Camera - Network |  | QNP-6320 | 2MP 32x PTZ | Q Series | 2MP | PTZ | NDAA compliant | Q Series network PTZ camera da interno, 2MP @60fps, Full HD(1080p), Zoom ottico 32X (4.44 ~ 142.6mm) (64.66º ~ 2.29º), 360° Endless Pan range, 700°/sec Pan speed, triplo codec H.265/H.264/MJPEG con WiseStream II, Streaming Multipli, 120dB WDR, True Day & Night (ICR), Directional detection, Motion detection, Enter/Exit, Tampering, Virtual line, Audio detection, Stabilizzatore digitale delle immagini con sensore giroscopico, Audio Bidirezionale e SD/SDHC/SDXC slot, PoE+ | Info | 2270
Camera - Network |  | QNP-6320H | 2MP 32x PTZ | Q Series | 2MP | PTZ | NDAA compliant | Q Series network PTZ camera da esterno, 2MP @60fps, Full HD(1080p), Zoom ottico 32X (4.44 ~ 142.6mm), 360° Endless Pan range, 700°/sec Pan speed, triplo codec H.265/H.264/MJPEG con WiseStream II, Streaming Multipli, 120dB WDR, True Day & Night (ICR), Directional detection, Motion detection, Enter/Exit, Tampering, Virtual line Audio detection (con NW I/O Box), Stabilizzatore digitale delle immagini con sensore giroscopico e SD/SDHC/SDXC slot, IP66, IK10, PoE+ * I/O Allarmi, Audio detection, Sound classification con NW I/O Box SPM-4210 che può essere acquistato separatamente | Info | 2450
Camera - Network |  | QNP-6320R | 2MP 32x IR PTZ | Q Series | 2MP | PTZ | NDAA compliant | Q Series network IR PTZ Camera da esterno, 2MP @60fps, Zoom ottico 32X (4.44 ~ 142.6mm) (61.8º ~ 3.08º), 360° Endless Pan range, 400°/sec Pan speed, Tilt: -20° ~ 90°, triplo codec H.265/H.264/MJPEG con WiseStream II, Streaming Multipli, 120dB WDR, True Day & Night (ICR), IR fino a 100m (Wise IR), Motion detection, Tampering detection, Defocus detection, Digital Image Stabilization con sensore giroscopico, Audio Bidirezionale (I/O box opzionale) e dual SD/SDHC/SDXC slot, IP66, IK10, PoE+, NEMA4X | Info | 2667
Camera - Network |  | QNV-6012R | 2MP IR Vandal Dome | Q Series | 2MP | Vandal Dome | NDAA compliant | Q Series network IR antivandalo dome camera da esterno, 2MP @30fps, ottica fissa da 2.8mm (113.74°), triplo codec H.265/H.264/MJPEG con WiseStream, Multiple streaming, 120dB WDR, True Day & Night (ICR), IR da 20m, Motion detection, Tampering, Defocus detection, Hallway View, 1-way audio and microSD/SDHC/SDXC slot, LDC support (Lens Distortion Correction), IP66, IK10, PoE/12VDC | Info | 343
Camera - Network |  | QNV-6022R | 2MP IR Vandal Dome | Q Series | 2MP | Vandal Dome | NDAA compliant | Q Series network IR antivandalo dome camera da esterno, 2MP @30fps, ottica fissa da 4mm (87.6°), triplo codec H.265/H.264/MJPEG con WiseStream, Multiple streaming, 120dB WDR, True Day & Night (ICR), IR da 25m, Motion detection, Tampering, Defocus detection, Hallway View, 1-way audio and microSD/SDHC/SDXC slot, LDC support (Lens Distortion Correction), IP66, IK10, PoE/12VDC | Info | 343
Camera - Network |  | QNV-6012R1 | 2MP IR Vandal Dome | Q Series | 2MP | Vandal Dome | NDAA compliant | Q Series network IR outdoor vandal dome camera (No Audio), 2MP @30fps, 2.8mm fixed lens, H.265/H.264/MJPEG,Multiple streaming, 120dB WDR, Day & Night (auto ICR), Illunimatore IR 20m, Motion detection, Tampering, Defocus detection, Hallway View (90°/270°), micro SD/SDHC/SDXC slot, LDC support (Lens Distortion Correction), IP66, IK10, PoE/12VDC | Info | 312
Camera - Network |  | QNV-6022R1 | 2MP IR Vandal Dome | Q Series | 2MP | Vandal Dome | NDAA compliant | Q Series network outdoor vandal dome camera (No Audio), 2MP @30fps, 4mm fixed lens, H.265/H.264/MJPEG, Multiple streaming, 120dB WDR, Day & Night (Auto ICR), Illunimatore IR 25m, Motion detection, Tampering, Defocus detection, Hallway View (90°/270°), micro SD/SDHC/SDXC slot, LDC support (Lens Distortion Correction), IP66, IK10, PoE/12VDC | Info | 312
Camera - Network |  | QNV-6082R | 2MP IR Vandal Dome | Q Series | 2MP | Vandal Dome | NDAA compliant | Q Series network IR antivandalo dome camera da esterno, 2MP @30fps, ottica varifocale motorizzata da 3.2 ~ 10.0mm (3.1x) (109.0°~33.2°), triplo codec H.265/H.264/MJPEG con WiseStream II, Multiple streaming, 120dB WDR, True Day & Night (ICR), IR da 30m, Motion detection, Tampering, Defocus detection, Hallway View, audio bidirezionale e microSD/SDHC/SDXC slot, LDC support (Lens Distortion Correction), IP66, IK10, PoE/12VDC | Info | 519
Camera - Network |  | QNV-6082R1 | 2MP IR Vandal Dome | Q Series | 2MP | Vandal Dome | NDAA compliant | Q Series network IR outdoor vandal dome camera (No Audio), 2MP @30fps, 3.2 ~ 10.0mm motorized vari-focal lens (3.1x), H.265/H.264/MJPEG, Multiple streaming, 120dB WDR, Day & Night (Auto ICR), Illunimatore IR 30m, Motion detection, Tampering, Defocus detection, Hallway View(90°/270°), micro SD/SDHC/SDXC slot, LDC support (Lens Distortion Correction), IP66, IK10, PoE/12VDC | Info | 472
Camera - Network |  | QNV-6023R | 2MP Mobile IR Vandal Dome | Q Series | 2MP | Vandal Dome | NDAA compliant | Q Series network IR outdoor vandal flateye camera, 2MP @60fps, 3.6mm fixed lens (94.8°), triple codec H.265/H.264/MJPEG with WiseStream II, Multiple streaming, 120dB WDR, True Day & Night (ICR), IR viewable length 15m, Motion detection, Tampering, Defocus detection, Hallway View, 1-way audio and microSD/SDHC/SDXC slot, LDC support (Lens Distortion Correction), IP66, IK10, NEMA4X, PoE | Info | 339
Camera - Network |  | QNV-6024RM | 2MP Mobile IR Vandal Dome | Q Series | 2MP | Vandal Dome | NDAA compliant | Q Series network IR outdoor vandal flateye camera, 2MP @60fps, 3.6mm fixed lens (94.8°), triple codec H.265/H.264/MJPEG with WiseStream II, Multiple streaming, 120dB WDR, True Day & Night (ICR), IR viewable length 15m, Motion detection, Tampering, Defocus detection, Hallway View, Bi-directional audio and microSD/SDHC/SDXC slot, LDC support (Lens Distortion Correction), IP66, IK10, NEMA4X, PoE, M12 connector | Info | 399
Camera - Network |  | XNB-6000 | 2MP Box | X Series | 2MP | Box | NDAA compliant | X Series con DSP Wisenet 5 network box camera, 2MP @60fps, simple focus, triple codec H.265/H.264/MJPEG with WiseStream II, Multiple streaming, 150dB WDR, True Day & Night (ICR), Advanced Video Analytics and Sound Classification, Hallway View, Motion detection, Fog detection, HLC, Handover, Digital Image Stabilization with built-in Gyro sensor, Bi-directional audio and dual SD/SDHC/SDXC slot, USB port for easy installation, PoE/12VDC/24VAC | Info | 660
Camera - Network |  | XNB-6001 | 2MP Covert Main Module | X Series | 2MP | Box | NDAA compliant | X Series con DSP Wisenet 5 remote head camera, 2MP @60fps, triple codec H.265/H.264/MJPEG with WiseStream II, Multiple streaming, 120dB WDR, Advanced Video Analytics and Sound Classification and Business Analytics, Motion detection, Fog detection, HLC, Handover, Digital Image Stabilization, Bi-directional audio and SD/SDHC/SDXC slot, USB port for easy installation, PoE/12VDC, Compatibile con i moduli/lenti SLA-T2480, SLA-T2480V, SLA-T4680, SLA-T4680V, SLA-T1080F, SLA-T4680D, SLA-T4680DS, SLA-T4680DW (non inclusi) | Info | 462
Camera - Network |  | XNB-6002 | 2MP Covert Main Module | X Series | 2MP | Box | NDAA compliant | X Series powered by Wisenet 7 remote head cam, 2MP @60fps, triple codec H.265/H.264/MJPEG with WiseStream II, Multiple streaming, 120dB WDR, Advanced Video Analytics and Sound Classification and Business Analytics, Motion detection, HandoverFog detection, HLC, Handover, Digital Image Stabilization, Bi-directional audio and SD/SDHC/SDXC slot, USB port for easy installation, PoE/12VDC, Compatible with following lens modules SLA-T2480FA, SLA-T2480A, SLA-T2480VA, SLA-T4680A, SLA-T4680VA (not included) | Info | 510
Camera - Network |  | XNB-6005 | eXtraLUX Box | X Series | 2MP | Box | NDAA compliant | X Series con DSP Wisenet 5 network box camera, eXtraLUX features 1/2" sensor, 2MP @60fps, 0.006 Lux@F1.2 (Color), 0.0006 Lux@F1.2 (B/W), simple focus, triple codec H.265/H.264/MJPEG with WiseStream II, Multiple streaming, 150dB WDR, True Day & Night (ICR), Advanced Video Analytics and Sound Classification, Hallway View, Motion detection, Fog detection, HLC, Handover, Digital Image Stabilization with built-in Gyro sensor, Bi-directional audio and dual SD/SDHC/SDXC slot, USB port for easy installation, PoE/12VDC/24VAC | Info | 978
Camera - Network |  | XNB-H6461H | 2MP Pinhole Camera with 4.6mm lens in Height Strip enclosure | X Series | 2MP | Box | NDAA compliant | X Series con DSP Wisenet 5 remote head cam, 2MP @60fps, 4.6mm ottica fissa (73°), triplo codec H.265/H.264/MJPEG con WiseStream II, streaming multipli, 120dB WDR, Video Analisi avanzata e Classificazione dei suoni e Business Analytics, Motion detection, Fog detection, HLC, Handover, Stabilizzatore digitale delle immagini, audio bidirezionale e SD/SDHC/SDXC slot, USB port per una facile installazione, PoE/12VDC, height strip enclosure | Info | 1055
Camera - Network |  | XND-6010 | 2MP Indoor Vandal Dome | X Series | 2MP | Dome | NDAA compliant | X Series con DSP Wisenet 5 network dome camera da interno, 2MP @60fps, ottica fissa da 2.4mm (139°), triplo codec H.265/H.264/MJPEG con WiseStream II, Multiple streaming, 150dB WDR, True Day & Night (ICR), Advanced Video Analytics e Sound Classification e Business Analytics, Hallway View, Motion detection, Fog detection, HLC, Handover, Digital Image Stabilization, audio bidirezionale e due SD/SDHC/SDXC slot, IK08, PoE/12VDC | Info | 470
Camera - Network |  | XND-6011F | 2MP Flush Mount | X Series | 2MP | Dome | NDAA compliant | X Series con DSP Wisenet 5 network dome camera da incasso, 2MP @60fps, ottica fissa da 2.8mm (112°), triplo codec H.265/H.264/MJPEG con WiseStream II, Multiple streaming, 150dB WDR, Electronic Day & Night , Advanced Video Analytics e Sound Classification e Business Analytics, Hallway View, Motion detection, Fog detection, HLC, Handover, Digital Image Stabilization, Built-in Mic, 1-directional audio e SD/SDHC/SDXC slot, USB port per una facile installazione, PoE | Info | 492
Camera - Network |  | XND-6020R | 2MP IR Indoor Vandal Dome | X Series | 2MP | Dome | NDAA compliant | X Series con DSP Wisenet 5 network IR dome camera da interno, 2MP @60fps, ottica fissa da 4mm (88.6°), triplo codec H.265/H.264/MJPEG con WiseStream II, Multiple streaming, 150dB WDR, True Day & Night (ICR), High Powered IR LEDs da 30m, Advanced Video Analytics e Sound Classification e Business Analytics, Hallway View, Motion detection, Fog detection, HLC, Handover, Digital Image Stabilization, audio bidirezionale e due microSD/SDHC/SDXC slot, USB port per una facile installazione, IK08, PoE/12VDC | Info | 470
Camera - Network |  | XND-6080 | 2MP Indoor Dome | X Series | 2MP | Dome | NDAA compliant | X Series con DSP Wisenet 5 network dome camera da interno, 2MP @60fps, ottica motorizzata varifocale da 2.8 ~ 12.0mm (4.3x) (119.5°~27.9°), triplo codec H.265/H.264/MJPEG con WiseStream II, Multiple streaming, 150dB WDR, True Day & Night (ICR), Advanced Video Analytics e Sound Classification, Hallway View, Motion detection, Fog detection, HLC, Handover, Digital Image Stabilization, audio bidirezionale e due microSD/SDHC/SDXC slot, USB port per una facile installazione, IK08, PoE/12VDC | Info | 740
Camera - Network |  | XND-6080R | 2MP IR Indoor Dome | X Series | 2MP | Dome | NDAA compliant | X Series con DSP Wisenet 5 network IR dome camera da interno, 2MP @60fps, ottica varifocal motorizzata da 2.8 ~ 12.0mm (4.3x) (119.5°~27.9°), triplo codec H.265/H.264/MJPEG con WiseStream II, Multiple streaming, 150dB WDR, True Day & Night (ICR), High Powered IR LEDs da 30m, Advanced Video Analytics e Sound Classification, Hallway View, Motion detection, Fog detection, HLC, Handover, Digital Image Stabilization, audio bidirezionale e due microSD/SDHC/SDXC slot, USB port per una facile installazione, IK08, PoE/12VDC | Info | 838
Camera - Network |  | XND-6080RV | 2MP IR Indoor Vandal Dome | X Series | 2MP | Dome | NDAA compliant | X Series con DSP Wisenet 5 network IR antivandalo dome camera da interno, 2MP @60fps, ottica varifocal motorizzata da 2.8 ~ 12.0mm (4.3x) (119.5°~27.9°), triplo codec H.265/H.264/MJPEG con WiseStream II, Multiple streaming, 150dB WDR, True Day & Night (ICR), High Powered IR LEDs da 30m, Advanced Video Analytics e Sound Classification, Hallway View, Motion detection, Fog detection, HLC, Handover, Digital Image Stabilization, audio bidirezionale e due microSD/SDHC/SDXC slot, USB port per una facile installazione, IK08, PoE/12VDC | Info | 894
Camera - Network |  | XND-6080V | 2MP Indoor Vandal Dome | X Series | 2MP | Dome | NDAA compliant | X Series con DSP Wisenet 5 network antivandalo dome camera da interno, 2MP @60fps, ottica varifocale motorizzata da 2.8 ~ 12.0mm (4.3x) (119.5°~27.9°), triplo codec H.265/H.264/MJPEG con WiseStream II, Multiple streaming, 150dB WDR, True Day & Night (ICR), Advanced Video Analytics e Sound Classification, Hallway View, Motion detection, Fog detection, HLC, Handover, Digital Image Stabilization, audio bidirezionale e due microSD/SDHC/SDXC slot, USB port per una facile installazione, IK08, PoE/12VDC | Info | 784
Camera - Network |  | XND-6081REV | 2MP IR Indoor Dome | X Series | 2MP | Dome | NDAA compliant | X Series con DSP Wisenet 5 network IR antivandalo dome camera da interno, Struttura modulare X PLUS, PoE+ in/PoE out, 2MP @60fps, ottica varifocale motorizzata da 2.8 ~ 12.0mm (4.3x) (119.5°~27.9°), triplo codec H.265/H.264/MJPEG con WiseStream II, Streaming multipli, 150dB WDR, True Day & Night (ICR), High Powered IR LEDs con IR visione fino a 50m, Advanced Video Analytics and Sound Classification and Business Analytics, Shock Detection, Audio Playback, Hallway View, Motion detection, Fog detection, HLC, Digital Image Stabilization con sensore giroscopico, audio bidirezionale e due slot microSD/SDHC/SDXC , ONVIF S/G/T, porta USB per una facile installazione, IP52, IK10, PoE+, Funzione POE Extender per collegamento diretto di una seconda telecamera | Info | 997
Camera - Network |  | XND-6081RF | 2MP IR Flush Mount Dome | X Series | 2MP | Dome | Prodotto End Of Life, Disponibilità Limitata | X Series con DSP Wisenet 5 network IR dome camera da incasso, struttura modulare X PLUS, 2MP @60fps, ottica varifocale motorizzata da 2.8 ~ 12.0mm (4.3x) (119.5°~27.9°), triplo codec H.265/H.264/MJPEG con WiseStream II, Multiple streaming, 150dB WDR, True Day & Night (ICR), High Powered IR LEDs da 70m, Advanced Video Analytics e Sound Classification e Business Analytics, Shock Detection, Audio Playback, Hallway View, Motion detection, Fog detection, HLC, Digital Image Stabilization con sensore giroscopico, audio bidirezionale e due microSD/SDHC/SDXC slot, ONVIF S/G/T, USB port per una facile installazione, IP52, Plenum rate (UL2820), PoE/12VDC | Info | 949
Camera - Network |  | XND-6081RV | 2MP IR Indoor Dome | X Series | 2MP | Dome | Prodotto End Of Life, Disponibilità Limitata | X Series con DSP Wisenet 5 network IR antivandalo dome camera da interno, Struttura modulare X PLUS, 2MP @60fps, ottica varifocale motorizzata da 2.8 ~ 12.0mm (4.3x) (119.5°~27.9°), triplo codec H.265/H.264/MJPEG con WiseStream II, Multiple streaming, 150dB WDR, True Day & Night (ICR), High Powered IR LEDs da 70m, Advanced Video Analytics e Sound Classification e Business Analytics, Shock Detection, Audio Playback, Hallway View, Motion detection, Fog detection, HLC, Digital Image Stabilization con sensore giroscopico, audio bidirezionale due microSD/SDHC/SDXC slot, ONVIF S/G/T, USB port per una facile installazione, IP52, IK10, PoE/12VDC | Info | 949
Camera - Network |  | XND-6081VZ | 2MP Indoor PTRZ Dome | X Series | 2MP | Dome | Prodotto End Of Life, Disponibilità Limitata | X Series con DSP Wisenet 5 network antivandalo dome camera da interno, struttura modulare X PLUS, 2MP @60fps,ottica varifocale motorizzata da 2.8 ~ 12.0mm (4.3x) (119.5°~27.9°), Motorizzazione Pan/Tilt/Rotate/Zoom, triplo codec H.265/H.264/MJPEG con WiseStream II, Multiple streaming, 150dB WDR, True Day & Night (ICR), Advanced Video Analytics e Sound Classification e Business Analytics, Shock Detection, Audio Playback, Hallway View, Motion detection, Fog detection, HLC, Digital Image Stabilization con sensore giroscopico, audio bidirezionale e due microSD/SDHC/SDXC slot, ONVIF S/G/T, USB port per una facile installazione, IP52, IK10, PoE/12VDC | Info | 1044
Camera - Network |  | XND-6085 | eXtraLUX Indoor Dome | X Series | 2MP | Dome | Prodotto End Of Life, Disponibilità Limitata | IP Dome camera X Series, 1/2" 2.17M CMOS da interno, 60 fps, Min. Ill. Color : 0.006 Lux (1/30sec, F0.94), B/W :0.006 Lux (1/30sec, F0.94), ottica 4.1 ~ 16.4mm motorizzata (F0.94~ F2.4), Simple Focus, WDR 150dB, ICR, H.264 / H.265, Wisestream II, built-in Gyro sensor, Memory slot (Max. 512GB), 24V AC, 12V DC, PoE | Info | 1476
Camera - Network |  | XND-L6080R | 2MP Indoor Dome | X Series | 2MP | Dome | NDAA compliant | X Series con DSP Wisenet 5 network IR dome camera da interno, 2MP @60fps, ottica varifocale motorizzata da 3.2 ~ 10.0mm (3.1x) (109.0°~33.2°), triplo codec H.265/H.264/MJPEG con WiseStream II, Multiple streaming, 120dB WDR, True Day & Night (ICR), IR da 20m, Tampering, Defocus detection, Motion Detection, Fog detection, Hallway View, HLC, Digital Image Stabilization, SD/SDHC/SDXC slot, USB port per una facile installazione, IK08, PoE | Info | 671
Camera - Network |  | XNO-6010R | 2MP IR Bullet | X Series | 2MP | Bullet | NDAA compliant | X Series con DSP Wisenet 5 network IR antivandalo bullet camera da esterno, 2MP @60fps, ottica fissa da 2.4mm (139°), triplo codec H.265/H.264/MJPEG con WiseStream II, Multiple streaming, 150dB WDR, True Day & Night (ICR), High Powered IR LEDs da 20m, Advanced Video Analytics and Sound Classification and Business Analytics, Hallway View, Motion detection, Fog detection, HLC, Handover, Digital Image Stabilization, audio bidirezionale e due SD/SDHC/SDXC slot, USB port per una facile installazione, IP67, IK10, Nema 4X, PoE/12VDC | Info | 506
Camera - Network |  | XNO-6020R | 2MP IR Bullet | X Series | 2MP | Bullet | NDAA compliant | X Series con DSP Wisenet 5 network IR antivandalo bullet camera da esterno, 2MP @60fps, ottica fissa da 4mm (88.6°), triplo codec H.265/H.264/MJPEG con WiseStream II, Multiple streaming, 150dB WDR, True Day & Night (ICR), High Powered IR LEDs da 20m, Advanced Video Analytics and Sound Classification and Business Analytics, Hallway View, Motion detection, Fog detection, HLC, Handover, Digital Image Stabilization, audio bidirezionale e due SD/SDHC/SDXC slot, USB port per una facile installazione, IP67, IK10, Nema 4X, PoE/12VDC | Info | 506
Camera - Network |  | XNO-6080R | 2MP IR Bullet | X Series | 2MP | Bullet | NDAA compliant | X Series con DSP Wisenet 5 network IR antivandalo bullet camera da esterno, 2MP @60fps,ottica varifocale motorizzata da 2.8 ~ 12.0mm (4.3x) (119.5°~27.9°), triplo codec H.265/H.264/MJPEG con WiseStream II, Multiple streaming, 150dB WDR, True Day & Night (ICR), High Powered IR LEDs da 50m, Advanced Video Analytics and Sound Classification, Hallway View, Motion detection, Fog detection, HLC, Handover, Digital Image Stabilization, audio bidirezionale e due SD/SDHC/SDXC slot, USB port per una facile installazione, IP67, IK10, Nema 4X, PoE/12VDC/24VAC | Info | 940
Camera - Network |  | XNO-6085 | eXtraLUX Bullet | X Series | 2MP | Bullet | Prodotto End Of Life, Disponibilità Limitata | X Series con DSP Wisenet 5 network antivandalo bullet camera da esterno, eXtraLUX sensore 1/2" con lente F0.94 , 2MP @60fps,ottica varifocale motorizzata da 4.1 ~ 16.4mm (optical 4x) (100°~26.2°), triplo codec H.265/H.264/MJPEG con WiseStream II, Multiple streaming, 150dB WDR, True Day & Night (ICR), Advanced Video Analytics e Sound Classification e Business Analytics, Hallway View, Motion detection, Fog detection, HLC, Handover, Digital Image Stabilization with built-in Gyro Sensor, Bi-directional audio e dual SD/SDHC/SDXC slot, USB port per una facile installazione, IP67, IK10, Nema 4X, PoE/12VDC/24VAC | Info | 1526
Camera - Network |  | XNO-6085R | eXtraLUX IR Bullet | X Series | 2MP | Bullet | Prodotto End Of Life, Disponibilità Limitata | X Series con DSP Wisenet 5 network IR antivandalo bullet camera da esterno, eXtraLUX sensore 1/2" con lente F0.94 , 2MP @60fps,ottica varifocale motorizzata da 4.1 ~ 16.4mm (optical 4x) (100°~26.2°), triplo codec H.265/H.264/MJPEG con WiseStream II, Multiple streaming, 150dB WDR, True Day & Night (ICR), High Powered IR LEDs da 70m, Advanced Video Analytics e Sound Classification e Business Analytics, Hallway View, Motion detection, Fog detection, HLC, Handover, Digital Image Stabilization with built-in Gyro Sensor, Bi-directional audio e dual SD/SDHC/SDXC slot, USB port per una facile installazione, IP67, IK10, Nema 4X, PoE/12VDC/24VAC | Info | 1606
Camera - Network |  | XNO-6120 | 2M 12X Bullet | X Series | 2MP | Bullet | Prodotto End Of Life, Disponibilità Limitata | X Series con DSP Wisenet 5 network antivandalo bullet camera da esterno, 2MP @60fps, Full HD(1080p), ottica zoom da 5.2 ~ 62.4mm (12x) (54.58°~5.30°), triplo codec H.265/H.264/MJPEG con WiseStream II, Multiple streaming, 150dB WDR, True Day & Night (ICR), Advanced Video Analytics and Sound Classification, Hallway View, Motion detection, Fog detection, HLC, Handover, Digital Image Stabilization con sensore giroscopico, audio bidirezionale e due SD/SDHC/SDXC slot, USB port per una facile installazione, IP67, IK10, Nema 4X, PoE/12VDC/24VAC | Info | 1264
Camera - Network |  | XNO-6120R | 2M 12X IR Bullet | X Series | 2MP | Bullet | NDAA compliant | X Series con DSP Wisenet 5 network IR antivandalo bullet camera da esterno, 2MP @60fps, Full HD(1080p), ottica zoom da 5.2 ~ 62.4mm (12x) (54.58°~5.30°), triplo codec H.265/H.264/MJPEG con WiseStream II, Multiple streaming, 150dB WDR, True Day & Night (ICR), High Powered IR LEDs da 70m, Advanced Video Analytics and Sound Classification, Hallway View, Motion detection, Fog detection, HLC, Handover, Digital Image Stabilization con sensore giroscopico, audio bidirezionale e due SD/SDHC/SDXC slot, USB port per una facile installazione, IP67, IK10, Nema 4X, PoE/12VDC/24VAC | Info | 1330
Camera - Network |  | XNO-L6080R | 2MP IR Bullet | X Series | 2MP | Bullet | NDAA compliant | X Series con DSP Wisenet 5 network IR antivandalo bullet camera da esterno, 2MP @60fps, Full HD(1080p),ottica varifocale motorizzata da 3.2 ~ 10mm (3.1x) (109°~33.2°), triplo codec H.265/H.264/MJPEG con WiseStream II, Multiple streaming, 120dB WDR, True Day & Night (ICR), IR da 30m, Tampering, Defocus detection, Motion Detection, Fog detection, Hallway View, HLC, Digital Image Stabilization, SD/SDHC/SDXC slot, USB port per una facile installazione, IP66, IK10, PoE | Info | 753
Camera - Network |  | XNP-6040H | 2MP 4.3X PTZ | X Series | 2MP | PTZ | NDAA compliant | X Series con DSP Wisenet 5 network PTZ camera da esterno, 2MP @ 60fps, Full HD(1080p), ottica zoom 4.3X (2.8mm ~12mm) (119.5º ~ 27.9º), Pan: 0°~350°. Tilt: 0°~ 90°, triplo codec H.265/H.264/MJPEG con WiseStream II, Multiple streaming, 150dB WDR, True Day & Night (ICR), Advanced Video Analytics e Sound Vlassification, Motion detection, Fog detection, Defocus detection, Auto Tracking, HLC, Digital Image Stabilization con sensore giroscopico, Bi-directional audio e SD/SDHC/SDXC slot, USB port per una facile installazione, IP66, IK10, PoE/12VDC | Info | 1100
Camera - Network |  | XNP-6120H | 2MP 12X PTZ | X Series | 2MP | PTZ | NDAA compliant | X Series con DSP Wisenet 5 network PTZ camera da esterno, 2MP @ 60fps, Full HD(1080p), ottica zoom 12X (5.2mm ~62.4mm) (54.58º ~ 5.3º), 360° Endless Pan range, Tilt: -5°~ 185°, triplo codec H.265/H.264/MJPEG con WiseStream II, Multiple streaming, 150dB WDR, True Day & Night (ICR), Advanced Video Analytics e Sound Vlassification, Motion detection, Fog detection, Auto Tracking, HLC, Digital Image Stabilization con sensore giroscopico, Bi-directional audio e due SD/SDHC/SDXC slot, USB port per una facile installazione, IP66, IK10, PoE/12VDC | Info | 1664
Camera - Network |  | QNP-6320HS | 2MP 32x Stainless steel PTZ | Q Series | 2MP | PTZ | NDAA compliant | Q Series PTZ network camera in acciaio inossidabile, 2MP @ 30fps, Full HD (1080p), 32X optical zoom lens (4.44mm ~142.6mm), 360° Endless Pan range, 700°/sec Pan speed, H.265/H.264/MJPEG con WiseStream II, Multiple streaming, 120dB WDR, True Day & Night (ICR), Directional detection, Motion detection, Enter/Exit, Tampering, Virtual line, Audio detection (with NW I/O Box), HLC, Digital Image Stabilization with Built-in Gyro sensor, Micro SD/SDHC/SDXC slot, IP67, IP66, NEMA4X, IK10,PoE+, Max. 23W,Typ. 14W | Info | 4169
Camera - Network |  | XNP-6371RH | 2MP 37x IR PTZ | X Series | 2MP | PTZ | NDAA compliant | IR PTZ Camera, 2Mpx, 16 : 9 Full HD (1080p), 6 ~ 222mm (37x), 0.01Lux@F1.5 (Colore), 0Lux (B/N, IR LED acceso), Lunghezza irraggiamento Max. IR : 350m, Day & Night (ICR), WDR (150dB), DIS & Shock detection con sensore giroscopico,Intelligent Video / Audio Analytics, Defog, Multiple streaming, WiseStream II, H.265, H.264, MJPEG codec, MicroSD / SDHC / SDXC 2 slots di memoria (fino a 512 GB), IP66, IK10, 24Vca | Info | 4336
Camera - Network |  | XNP-6400 | 2MP 40x Outdoor PTZ | X Series | 2MP | PTZ | NDAA compliant | Telecamera X Series con DSP Wisenet 7 network da esterno PTZ camera, 2MP @60fps, Zoom Ottico 40X (4.25 ~ 170mm) (65.66º ~ 1.88º), 360° Endless Pan range, 700°/sec Pan speed, Tilt: -20° ~ 90°, triplo codec H.265/H.264/MJPEG con WiseStream II, Streaming Multipli, extreme WDR (150dB), True Day & Night (ICR), Intelligent Video Analytics, Motion detection, Fog detection, Tampering, Object auto tracking(Persone/Veicoli), Target lock tracking, Stabilizzatore digitale delle immagini con sensore giroscopico, 2x Micro SD/SDHC/SDXC slots fiono a 1TB, IP66, IK10, NEMA4X, NEMA-TS2, HPoE * I/O Allarmi, Audio detection, Sound classification con NW I/O Box SPM-4210 che può essere acquistato separatamente | Info | 3330
Camera - Network |  | XNP-6400R | 2MP 40x IR Outdoor PTZ | X Series | 2MP | PTZ | NDAA compliant | Telecamera X Series con DSP Wisenet 7 network IR da esterno PTZ camera, 2MP @60fps, Zoom Ottico 40X (4.25 ~ 170mm) (65.66º ~ 1.88º), 360° Endless Pan range, 700°/sec Pan speed, Tilt: -20° ~ 90°, triplo codec H.265/H.264/MJPEG con WiseStream II, Streaming Multipli, extreme WDR (150dB), True Day & Night (ICR), IR visione fino a 200m, Intelligent Video Analytics, Motion detection, Fog detection, Tampering, Object auto tracking(Persone/Veicoli), Target lock tracking, Stabilizzatore digitale delle immagini con sensore giroscopico, 2x Micro SD/SDHC/SDXC slots fiono a 1TB, IP66, IK10, NEMA4X, NEMA-TS2, HPoE * I/O Allarmi, Audio detection, Sound classification con NW I/O Box SPM-4210 che può essere acquistato separatamente | Info | 3560
Camera - Network |  | XNP-6400RW | 2MP 40x IR Outdoor PTZ | X Series | 2MP | PTZ | NDAA compliant | Telecamera X Series con DSP Wisenet 7 network IR da esterno, PTZ camera con tergicristallo incorporato, 2MP @60fps, 40X Zoom ottico (4.25 ~ 170mm) (65.66º ~ 1.88º), 360° Endless Pan range, 500°/sec Pan speed, Tilt: -20° ~ 90°, triplo codec H.265/H.264/MJPEG con WiseStream II, Streaming multipi, Extreme WDR (150dB), True Day & Night (ICR), IR fino a 200m, Intelligent Video Analytics, Motion detection, Fog detection, Tampering, Object auto tracking(Persone/Veicoli), Target lock tracking, Digital Image Stabilization con sensore giroscopico, 2x Micro SD/SDHC/SDXC slots fino a 1TB, IP66, IK10, NEMA4X, HPoE * I/O Allarmi, Audio detection, Sound classification con NW I/O Box SPM-4210 che può essere acquistato separatamente | Info | 4010
Camera - Network |  | XNP-6550RH | 2MP 55x IR PTZ | X Series | 2MP | PTZ | NDAA compliant | X Series con DSP Wisenet 5 network PTZ camera da esterno, 2MP, Full HD(1080p) @ 60fps, ottica zoom 55X (4.75mm ~ 261.4mm) (58.6º ~ 1.23º), Pan: 360° endless. Tilt: -5°~ 185°, triplo codec H.265/H.264/MJPEG con WiseStream II technology, 120dB WDR, built-in IR 1640ft (500m), USB port per una facile installazione, advanced video analytics and sound classification, Day & Night (ICR), due SD card, HLC, defog (optical) DIS(con sensore giroscopico),24VAC/HPoE, IP66/IK10, -58°F ~ +131°F W/ 24VAC power supply | Info | 5570
Camera - Network |  | XNV-6010 | 2MP Outdoor Dome | X Series | 2MP | Vandal Dome | NDAA compliant | X Series powered by Wisenet 5 network antivandalo dome camera da esterno, 2MP @60fps, ottica fissa da 2.4mm (139°), triplo codec H.265/H.264/MJPEG con WiseStream II, Multiple streaming, 150dB WDR, True Day & Night (ICR), Advanced Video Analytics e Sound Classification e Business Analytics, Hallway View, Motion detection, Fog detection, HLC, Handover, Digital Image Stabilization, audio bidirezionale e due microSD/SDHC/SDXC slot, IP67/IP66, IK10, Nema 4X, PoE/12VDC | Info | 536
Camera - Network |  | XNV-6011 | 2MP Compact Vandal Dome | X Series | 2MP | Vandal Dome | NDAA compliant | X Series con DSP Wisenet 5 network compatta antivavandalo dome camera da esterno, 2MP @60fps, ottica fissa da 2.8mm (112°), triplo codec H.265/H.264/MJPEG con WiseStream II, Multiple streaming, 150dB WDR, Electronic Day & Night , Advanced Video Analytics e Business Analytics, Hallway View, Motion detection, Fog detection, HLC, Handover, Digital Image Stabilization, SD/SDHC/SDXC slot, USB port per una facile installazione, IP66, IK10, Nema 4X, PoE | Info | 398
Camera - Network |  | XNV-6012 | 2MP Mobile Vandal Dome | X Series | 2MP | Dome | NDAA compliant | X Series con DSP Wisenet 5 network antivandalo dome camera da esterno, 2MP @60fps, 2.4mm fixed lens (135.4°), triple codec H.265/H.264/MJPEG with WiseStream II, Multiple streaming, 150dB WDR, Electrical Day & Night, Advanced Video Analytics and Sound Classification, Hallway View, Motion detection, Fog detection, HLC, Handover, Digital Image Stabilization, Bi-directional audio and SD/SDHC/SDXC slot, IP66, IK10, Nema 4X, PoE | Info | 648
Camera - Network |  | XNV-6012M | 2MP Mobile Vandal Dome | X Series | 2MP | Dome | NDAA compliant | X Series con DSP Wisenet 5 network antivandalo dome camera da esterno, 2MP @60fps, ottica fissa da 2.4mm (135.4°), triple codec H.265/H.264/MJPEG with WiseStream II, Multiple streaming, 150dB WDR, Electrical Day & Night, Advanced Video Analytics and Sound Classification, Hallway View, Motion detection, Fog detection, HLC, Handover, Digital Image Stabilization, Bi-directional audio and SD/SDHC/SDXC slot, IP66, IK10, NEMA 4X, PoE, M12 connector (M12 a RJ45 is non incluso) | Info | 648
Camera - Network |  | XNV-6013M | 2MP Mobile Vandal Camera | X Series | 2MP | Dome | NDAA compliant | X Series con DSP Wisenet 5 network antivandalo dome camera da esterno, 2MP @60fps, ottica fissa da 2.8mm (107.4°), triple codec H.265/H.264/MJPEG with WiseStream II, Multiple streaming, 150dB WDR, Electrical Day & Night, Advanced Video Analytics and Sound Classification, Hallway View, Motion detection, Fog detection, HLC, Handover, Digital Image Stabilization, Bi-directional audio and SD/SDHC/SDXC slot, IP67, IP6K9K, IK10, NEMA 4X, PoE. Questa telecamera è stata progettata per essere montata all'esterno del veicolo, connettore M12 (M12 a RJ45 non incluso) | Info | 648
Camera - Network |  | XNV-6020R | 2MP IR Outdoor Dome | X Series | 2MP | Vandal Dome | NDAA compliant | X Series con DSP Wisenet 5 network IR antivandalo dome camera da esterno, 2MP @60fps, ottica fissa da 4mm (88.6°), triplo codec H.265/H.264/MJPEG con WiseStream II, Multiple streaming, 150dB WDR, True Day & Night (ICR), High Powered IR LEDs da 30m, Advanced Video Analytics e Sound Classification e Business Analytics, Hallway View, Motion detection, Fog detection, HLC, Handover, Digital Image Stabilization, audio bidirezionale e due microSD/SDHC/SDXC slot, USB port per una facile installazione, IP67/IP66, IK10, PoE/12VDC | Info | 536
Camera - Network |  | XNV-6022R | 2MP Mobile Vandal Dome | X Series | 2MP | Dome | NDAA compliant | X Series conm DSP Wisenet 5 network IR antivandalo dome camera da esterno, 2MP @60fps, ottica fissa da 3.6mm (94.8°), triple codec H.265/H.264/MJPEG with WiseStream II, Multiple streaming, 150dB WDR, True Day & Night (ICR), IR viewable length 15m, Advanced Video Analytics and Sound Classification, Hallway View, Motion detection, Fog detection, HLC, Handover, Digital Image Stabilization, Bi-directional audio and SD/SDHC/SDXC slot, USB port for easy installation, IP66, IK10, NEMA 4X, PoE | Info | 707
Camera - Network |  | XNV-6022RM | 2MP Mobile Vandal Dome | X Series | 2MP | Dome | NDAA compliant | X Series con DSP Wisenet 5 network IR antivandalo dome camera da esterno, 2MP @60fps, ottica fissa da 3.6mm (94.8°), triple codec H.265/H.264/MJPEG with WiseStream II, Multiple streaming, 150dB WDR, True Day & Night (ICR), IR viewable length 15m, Advanced Video Analytics and Sound Classification, Hallway View, Motion detection, Fog detection, HLC, Handover, Digital Image Stabilization, Bi-directional audio and SD/SDHC/SDXC slot, USB port for easy installation, IP66, IK10, NEMA 4X, PoE, M12 connector (M12 a RJ45 non incluso) | Info | 707
Camera - Network |  | XNV-6080 | 2MP Outdoor Dome | X Series | 2MP | Vandal Dome | NDAA compliant | X Series con DSP Wisenet 5 network antivandalo dome camera da esterno, 2MP @60fps, ottica varifocale motorizzata da 2.8 ~ 12.0mm (4.3x) (119.5°~27.9°), triplo codec H.265/H.264/MJPEG con WiseStream II, Multiple streaming, 150dB WDR, True Day & Night (ICR), Advanced Video Analytics e Sound Classification, Hallway View, Motion detection, Fog detection, HLC, Handover, Digital Image Stabilization, audio bidirezionale e due microSD/SDHC/SDXC slot, USB port per una facile installazione, IP67/IP66, IK10, Nema 4X, PoE/12VDC/24VAC | Info | 964
Camera - Network |  | XNV-6080R | 2MP IR Outdoor Dome | X Series | 2MP | Vandal Dome | NDAA compliant | X Series con DSP Wisenet 5 network IR antivandalo dome camera da esterno, 2MP @60fps, ottica varifocale motorizzata da 2.8 ~ 12.0mm (4.3x) (119.5°~27.9°), triplo codec H.265/H.264/MJPEG con WiseStream II, Multiple streaming, 150dB WDR, True Day & Night (ICR), High Powered IR LEDs da 50m, Advanced Video Analytics e Sound Classification, Hallway View, Motion detection, Fog detection, HLC, Handover, Digital Image Stabilization, audio bidirezionale e due microSD/SDHC/SDXC slot, USB portper una facile installazione, IP67/IP66, IK10, Nema 4X, PoE/12VDC/24VAC | Info | 1048
Camera - Network |  | XNV-6080RSA | 2MP Stainless Steel IR Dome | X Series | 2MP | Vandal Dome | NDAA compliant | X Series con DSP Wisenet 5 network dome camera antivandalica in acciaio inossidabile da esterno, 2MP @60fps, ottica varifocale motorizzata da 2.8 ~ 12.0mm(4.3x) (119.5°~27.9°), triplo codec H.265/H.264/MJPEG con WiseStream II, Streaming multipli, 150dB WDR, True Day & Night (ICR), High Powered IR LEDs con IR da 50m, Advanced Video Analytics and Sound Classification, Hallway View, Motion detection, Fog detection, HLC, Handover, Stabilizzatore digitale delle immagini, Audio bidirezionale e doppia slot microSD/SDHC/SDXC, porta USB per una facile installazione, IP66, IP6K9K, IK10+, Nema 4X, PoE/12VDC/24VAC | Info | 1970
Camera - Network |  | XNV-6081 | 2MP Outdoor Dome | X Series | 2MP | Vandal Dome | Prodotto End Of Life, Disponibilità Limitata | X Series con DSP Wisenet 5 network antivandalo dome camera da esterno, struttura modulare X PLUS, 2MP @60fps,ottica varifocale motorizzata da 2.8 ~ 12.0mm (4.3x) (119.5°~27.9°), triplo codec H.265/H.264/MJPEG con WiseStream II, Multiple streaming, 150dB WDR, True Day & Night (ICR), Advanced Video Analytics e Sound Classification e Business Analytics, Shock Detection, Audio Playback, Hallway View, Motion detection, Fog detection, HLC, Digital Image Stabilization con sensore giroscopico, Bi-directional audio and dual microSD/SDHC/SDXC slot, ONVIF S/G/T, USB port per una facile installazione, IP67/IP66/IP6K9K, IK10+, Nema 4X, PoE/12VDC, optional 24VAC | Info | 1060
Camera - Network |  | XNV-6081R | 2MP IR Outdoor Dome | X Series | 2MP | Vandal Dome | Prodotto End Of Life, Disponibilità Limitata | X Series con DSP Wisenet 5 network IR antivandalo dome camera da esterno, struttura modulare X PLUS, 2MP @60fps, ottica varifocale motorizzata da 2.8 ~ 12.0mm (4.3x) (119.5°~27.9°), triplo codec H.265/H.264/MJPEG con WiseStream II, Multiple streaming, 150dB WDR, True Day & Night (ICR), High Powered IR LEDs da 70m, Advanced Video Analytics e Sound Classification e Business Analytics, Shock Detection, Audio Playback, Hallway View, Motion detection, Fog detection, HLC, Digital Image Stabilization con sensore giroscopico, Bi-directional audio e due microSD/SDHC/SDXC slot, ONVIF S/G/T, USB port per una facile installazione, IP67/IP66/IP6K9K, IK10+, Nema 4X, PoE/12VDC, optional 24VAC | Info | 1166
Camera - Network |  | XNV-6081RE | 2MP IR Indoor Dome | X Series | 2MP | Dome | NDAA compliant | X Series con Wisenet 5 network IR antivandalo dome camera da esterno, Struttura modulare X PLUS, PoE+ in/PoE out, 2MP @60fps, ottica varifocale motorizzata da 2.8 ~ 12.0mm (4.3x) (119.5°~27.9°), triplo codec H.265/H.264/MJPEG con WiseStream II, Streaming multipli, 150dB WDR, True Day & Night (ICR), High Powered IR LEDs con IR visione fino a 50m, Advanced Video Analytics and Sound Classification and Business Analytics, Shock Detection, Audio Playback, Hallway View, Motion detection, Fog detection, HLC, Digital Image Stabilization con sensore giroscopico, audio bidirezionale e due slot microSD/SDHC/SDXC , ONVIF S/G/T, porta USB per una facile installazione, IP67/IP66/IP6K9K, IK10+, Nema 4X, PoE+, Funzione POE Extender per collegamento diretto di una seconda telecamera | Info | 1225
Camera - Network |  | XNV-6081Z | 2MP Outdoor PTRZ Dome | X Series | 2MP | Vandal Dome | NDAA compliant | X Series con DSP Wisenet 5 network antivandalo dome camera da esterno, struttura modulare X PLUS, 2MP @60fps, ottica varifocal motorizzata da 2.8 ~ 12.0mm (4.3x) (119.5°~27.9°), Motorizzazione Pan/Tilt/Rotate/Zoom, triplo codec H.265/H.264/MJPEG con WiseStream II, Multiple streaming, 150dB WDR, True Day & Night (ICR), Advanced Video Analytics e Sound Classification e Business Analytics, Shock Detection, Audio Playback, Hallway View, Motion detection, Fog detection, HLC, Digital Image Stabilization con sensore giroscopico, Bi-directional audio e due microSD/SDHC/SDXC slot, ONVIF S/G/T, USB port per una facile installazione, IP67/IP66/IP6K9K, IK10+, Nema 4X, PoE/12VDC, optional 24VAC | Info | 1283
Camera - Network |  | XNV-6081RE | 2MP IR Indoor Dome | X Series | 2MP | Vandal Dome | NDAA compliant | X Series powered by Wisenet 5 network IR outdoor vandal dome camera, Modular structure X PLUS, PoE+ in/PoE out, 2MP @60fps, 2.8 ~ 12.0mm motorized varifocal lens (4.3x) (119.5°~27.9°), triple codec H.265/H.264/MJPEG with WiseStream II, Multiple streaming, 150dB WDR, True Day & Night (ICR), High Powered IR LEDs with IR viewable length 50m, Advanced Video Analytics and Sound Classification and Business Analytics, Shock Detection, Audio Playback, Hallway View, Motion detection, Fog detection, HLC, Digital Image Stabilization with Gyro sensor, Bi-directional audio and dual microSD/SDHC/SDXC slot, ONVIF S/G/T, USB port for easy installation, IP67/IP66/IP6K9K, IK10+, Nema 4X, PoE+ | Info | 1225
Camera - Network |  | XNV-6085 | eXtraLUX Outdoor PTRZ Dome | X Series | 2MP | Dome | Prodotto End Of Life, Disponibilità Limitata | X Series con DSP Wisenet 5 network antivandalo dome camera da esterno, eXtraLUX sensore da 1/2" , 2MP @60fps, 0.004 Lux@F0.94 (Color), 0.0004 Lux@F0.94 (B/W), 4.1 ~ 16.4mm motorized vari-focal lens (optical 4x) (100.0°~26.2°), triplo codec H.265/H.264/MJPEG with WiseStream II, Multiple streaming, 150dB WDR, True Day & Night (ICR), Advanced Video Analytics and Sound Classification, Hallway View, Motion detection, Fog detection, HLC, Handover, Digital Image Stabilization con sensore giroscopico , Bi-directional audio and dual SD/SDHC/SDXC slot, USB port per una facile installazione, IP67, IK10, Nema 4X, PoE/12VDC/24VAC | Info | 1764
Camera - Network |  | XNV-6120 | 2M 12X Outdoor Dome | X Series | 2MP | Vandal Dome | Prodotto End Of Life, Disponibilità Limitata | X Series con DSP Wisenet 5 network antivandalo dome camera da esterno, 2MP @60fps, Full HD(1080p), ottica zoom da 5.2 ~ 62.4mm (12x) (54.58°~5.30°), triplo codec H.265/H.264/MJPEG con WiseStream II, Multiple streaming, 150dB WDR, True Day & Night (ICR), Advanced Video Analytics e Sound Classification, Hallway View, Motion detection, Fog detection, HLC, Handover, Digital Image Stabilization con sensore giroscopico, audio bidirezionale e due microSD/SDHC/SDXC slot, USB portper una facile installazione, IP67, IK10, Nema 4X, PoE/12VDC/24VAC | Info | 1238
Camera - Network |  | XNV-6120R | 2M 12X IR outdoor Dome | X Series | 2MP | Vandal Dome | Prodotto End Of Life, Disponibilità Limitata | X Series con DSP Wisenet 5 network IR antivandalo dome camera da esterno, 2MP @60fps, Full HD(1080p), ottica zoom da 5.2 ~ 62.4mm (12x) (54.58°~5.30°), triplo codec H.265/H.264/MJPEG con WiseStream II, Multiple streaming, 150dB WDR, True Day & Night (ICR), High Powered IR LEDs da 70m, Advanced Video Analytics e Sound Classification, Hallway View, Motion detection, Fog detection, HLC, Handover, Digital Image Stabilization con sensore giroscopicor, audio bidirezionale e due microSD/SDHC/SDXC slot, USB port per una facile installazione, IP67, IK10, Nema 4X, PoE/12VDC/24VAC | Info | 1360
Camera - Network |  | XNZ-6320A | 2MP 32x Zoom Box | X Series | 2MP | Zoom Box | NDAA compliant | Zoom camera 2MP @ 60 fps, con processore Wisenet 5, 2MP @60fps, zoom ottico 32x 4.44 ~ 142.6mm, H.265/H.264/MJPEG con WiseStream II, Multiple streaming, 150dB WDR, True Day & Night (ICR), Sfps slot, Defocus detection, Directional detection, Fog detection, Face detection, Motion detection, Appear/Disappear, Enter/Exit, Loitering, Tampering, Virtual line, Audio detection, Sound classification, Shock detection, HLC, Digital Image Stabilization with built-in Gyro sensor, Audio Bi-direzionale e Micro SD/SDHC/SDXC 2 slot 512GB, USB port per installazione, PoE/12VDC | Info | 1488
Camera - Network |  | XNZ-L6320A | 2MP 32x Zoom Box | X Series | 2MP | Zoom Box | NDAA compliant | Zoom Camera 2MP @ 60fps con Processore Wisenet 5, Zoom ottico 32x, 4.44 ~ 142.6mm optical zoom lens (32x), H.265/H.264/MJPEG con WiseStream II, Multiple streaming, 120dB WDR, True Day & Night (ICR), Defocus detection, Directional detection, Fog detection, Face detection, Motion detection, Appear/Disappear, Enter/Exit, Loitering, Tampering, Virtual line, Audio detection, Sound classification, Shock detection, HLC, Digital Image Stabilization, Audio Bi-direzionale e Micro SD/SDHC/SDXC 2 slot 256GB, USB port per installazione, PoE/12VDC | Info | 1352
Camera - Network |  | TNB-6030 | PVM | T Series | 2MP | Box | NDAA compliant | PVM camera con DSP Wisenet 5, 1080p (1920x1080), micro HDMI output, 16:9 aspect ratio, face detection display for visual deterrent, testo sovraimpressione personalizzabile, 4.6mm fixed lens(73.8°H), 150dB WDR, H.265/H.264/MJPEG, algoritmo WiseStream II compressione, micro SD/SDHC/SDXC, audio bidirezionale, hallway view mode | Info | 648
Camera - Network |  | TNU-6321 | 2MP 32x Positioning | T Series | 2MP | Positioning | NDAA compliant | Network Positioning camera, 2MP @60fps, 4.44 ~ 142.6mm 32x optical zoom lens (61.8º ~ 2.19º), triple codec H.265/H.264/MJPEG with WiseStream II, Multiple streaming, 120dB WDR, True Day & Night (ICR), Advanced Video Analytics, Face detection, Motion detection, Fog detection, Handover, HLC, Digital Image Stabilization, Bi-directional audio and dual microSD/SDHC/SDXC slot, IP66, Safety (UL, KC-SDOC), EMC (FCC, CE, VCCI, RCM, KC), 24VAC | Info | 3998
Telecamere Explosion-proof
Camera - Network |  | TNO-C8083E | 5MP Compact Explosion-proof AI Camera | T Series | 5MP | Bullet | NDAA compliant | Telecamera di rete Serie T compatta explosion proof AI con SUS316L acciaio inox fino a 30fps@5MP risoluzione con 1/2.8" 5MP CMOS sensore, 3.2x varifocale motorizzata, 1/2” passacavo, H.264/H.265 & MJPEG codecs, Sistema riduzione rumore digitale SSNRⅤ, WDR 120db, Shutter elettronico Min ~ Max / Anti flicker (1/5~1/12,000sec), Video Rotation Flip, Mirror, Hallway view(90'/270'), analisi video con classificazione oggetti: Persona/Veicolo, Attributi: Veicolo, Supporta DetectionShot, analisi video basata su motore AI, Motion detection, Object detection, Virtual line(Crossing/Direction), Virtual area (Loitering/Intrusion/Enter/Exit) Eventi analisi video - Defocus, Business Intelligence basata su motore AI: Conteggio persone/Veicoli, gestione Code, Heatmap, WiseStreamⅢ(basato su motore AI), Unicast(20 users) / Multicast (fino a 5profili), ONVIF Profilo S/T/M, SUNAPI(HTTP API), Temperature di esercizio / umidità -30°C~+55°C(-22°F ~ +131°F) / 0~95% RH(non-condensing), Certificazioni CE, KC, IP66, IK10,ATEX,II 2 G Ex db IIC T6 Gb II 2 D Ex tb IIIC T80°C Db, IECEx, Ex db IIC T6 Gb, Ex tb IIIC T80°C Db | Info | 4698
Camera - Network |  | TNU-6322E | Explosion Proof Stainless Steel Positioning Bullet Camera with Built-in Wiper | T Series | 2MP | Bullet | NDAA compliant | Explosion Proof Stainless Steel 316L Positioning Bullet Camera with Built-in Wiper, 360 Endless Pan, 2MP@60fps, 4.44 ~ 142.6mm (32X) zoom lens, 120dB WDR, Auto Day & Night (ICR), WiseStream II, Defocus detection, Directional detection, Fog detection, Face detection, Appear/Disappear, Enter/Exit, Loitering, Tampering, Virtual line, Audio detection, Digital Image Stabilization, ONVIF S/G/T, 1 Input/1 Output, 24VAC, IP67, IK10, IECEx, ATEX, KCs, KC, CE | Info | 25702
Camera - Network |  | TNU-6322ER | Explosion Proof Stainless Steel Positioning Bullet Camera with Built-in Wiper and IR | T Series | 2MP | Bullet | NDAA compliant | Explosion Proof Stainless Steel 316L Positioning Bullet Camera with Built-in Wiper and IR 200m, 360 Endless Pan, 2MP@60fps, 4.44 ~ 142.6mm (32X) zoom lens, 120dB WDR, Auto Day & Night (ICR), WiseStream II, Defocus detection, Directional detection, Fog detection, Face detection, Appear/Disappear, Enter/Exit, Loitering, Tampering, Virtual line, Audio detection, Digital Image Stabilization, ONVIF S/G/T, 1 Input/1 Output, 24VAC, IP67, IK10, IECEx, ATEX, KCs, KC, CE | Info | 30780
Camera - Network |  | TNO-6322ER | Explosion Proof Stainless Steel Bullet Camera with Built-in Wiper and IR 70m | T Series | 2MP | Bullet | NDAA compliant | Explosion Proof Stainless Steel 316L Bullet Camera with Built-in Wiper and IR 70m, 2MP@60fps, 4.44 ~ 142.6mm (32X) zoom lens, 120dB WDR, Auto Day & Night (ICR), WiseStream II, Defocus detection, Directional detection, Fog detection, Face detection, Appear/Disappear, Enter/Exit, Loitering, Tampering, Virtual line, Audio detection, Digital Image Stabilization, ONVIF S/G/T, 1 Input/1 Output, 24VAC, IP67, IK10, IECEx, ATEX, KCs, KC, CE | Info | 10910
NVR Wave
Recording - Network |  | WRN-2010S | WAVE recording server with PoE+ |  | 16CH | NVR | NDAA compliant | 1U Wisenet WAVE Network Video Recorder 16ch, banda di registrazione fino a 150 Mbps , 2x HDD Bays (3.5") fino a 20TB, Dual Core CPU, Linux Ubuntu, uscite HDMI e DP, 8 PoE+ porte con 100W total PoE budget | info | 2300
Recording - Network |  | WRN-2110B1 | WAVE recording server |  | 36CH | NVR | NDAA compliant | 2U Wisenet WAVE Network Video Recorder da 36ch, banda di registrazione fino a 250 Mbps , 4x HDD Bays (3.5") fino a 40TB, Quad Core CPU, Linux Ubuntu, uscite HDMI e DP | info | 2500
Recording - Network |  | WRN-2110SB1 | WAVE recording server with PoE+ |  | 36CH | NVR | NDAA compliant | 2U Wisenet WAVE Network Video Recorder da 36ch video, banda di registrazione fino a 250 Mbps , 4x HDD Bays (3.5") fino a 40TB, Quad Core CPU, Linux Ubuntu, uscite HDMI e DP , 16 PoE+ porte con 200W total PoE budget | info | 2800
Recording - Network |  | WRN-2010S-4CH-6TB | WAVE recording server with PoE+ (16Ch + 4 WAVE licences) |  | 16CH | NVR | NDAA compliant | 1U Wisenet WAVE Network Video Recorder con 4 licenze Wave Professional, Wisenet WAVE preinstallato, banda di registrazione fino a 150 Mbps , 2x HDD Bays (3.5") fino a 20TB, Dual Core CPU, Linux Ubuntu, uscite HDMI e DP , 8 PoE+ porte con 100W total PoE budget, Mouse incluso, Staffe di montaggio a rack incluse - 1HDD 6TB incluso | info | 3490
Recording - Network |  | WRN-2010S-8CH-8TB | WAVE recording server with PoE+ (16Ch + 8 WAVE licences) |  | 16CH | NVR | NDAA compliant | 1U Wisenet WAVE Network Video Recorder da 16ch video con 8 licenze Wave Professional, Wisenet WAVE preinstallato, banda di registrazione fino a 150 Mbps , 2x HDD Bays (3.5") fino a 20TB, Dual Core CPU, Linux Ubuntu, uscite HDMI e DP , 8 PoE+ porte con 100W total PoE budget, Mouse incluso, Staffe di montaggio a rack incluse - 1HDD 8TB incluso | info | 4300
Recording - Network |  | WRN-2110SB1-4CH-6TB | WAVE recording server with PoE+ (36Ch + 4 WAVE licences) |  | 36CH | NVR | NDAA compliant | 2U Wisenet WAVE Network Video Recorder da 36ch video con 4 licenze Wave Professional, Wisenet WAVE preinstallato, banda di registrazione fino a 250 Mbps , 4x HDD Bays (3.5") fino a 40TB, Quad Core CPU, Linux Ubuntu, uscite HDMI e DP , 16 PoE+ porte con 200W total PoE budget, Mouse incluso, Staffe di montaggio a rack incluse - 1HDD 6TB incluso | info | 4040
Recording - Network |  | WRN-2110SB1-16CH-16TB | WAVE recording server with PoE+ (36Ch + 16 WAVE licences) |  | 36CH | NVR | NDAA compliant | 2U Wisenet WAVE Network Video Recorder da 36ch video con 16 licenze Wave Professional, Wisenet WAVE preinstallato, banda di registrazione fino a 250 Mbps , 4x HDD Bays (3.5") fino a 40TB, Quad Core CPU, Linux Ubuntu, uscite HDMI e DP , 16 PoE+ porte con 200W total PoE budget, Mouse incluso, Staffe di montaggio a rack incluse - 2HDD 8TB cad inclusi | info | 6570
Recording - Network |  | WRN-2010S-16CH-16TB | WAVE recording server with PoE+ (16Ch + 16 WAVE licences) |  | 16CH | NVR | NDAA compliant | 2U Wisenet WAVE Network Video Recorder da 16ch video con 4 licenze Wave Professional, Wisenet WAVE preinstallato, banda di registrazione fino a 150 Mbps , 2x HDD Bays (3.5") fino a 20TB, Quad Core CPU, Linux Ubuntu, uscite HDMI e DP , 8 PoE+ porte con 100W total PoE budget, Mouse incluso, Staffe di montaggio a rack incluse - 2HDD 8TB incluso | info | 6030
Recording - Network |  | WRN-2110B1-4CH-6TB | WAVE recording server (36Ch + 4 WAVE licences) |  | 36CH | NVR | NDAA compliant | 2U Wisenet WAVE Network Video Recorder da 36ch video con 4 licenze Wave Professional, Wisenet WAVE preinstallato, banda di registrazione fino a 250 Mbps , 4x HDD Bays (3.5") fino a 40TB, Quad Core CPU, Linux Ubuntu, uscite HDMI e DP, Mouse incluso, Staffe di montaggio a rack incluse - 1HDD 6TB incluso | info | 3710
Recording - Network |  | WRN-2110B1-16CH-16TB | WAVE recording server (36Ch + 16 WAVE licences) |  | 36CH | NVR | NDAA compliant | 2U Wisenet WAVE Network Video Recorder da 36ch video con 16 licenze Wave Professional, Wisenet WAVE preinstallato, banda di registrazione fino a 250 Mbps , 4x HDD Bays (3.5") fino a 40TB, Quad Core CPU, Linux Ubuntu, uscite HDMI e DP, Mouse incluso, Staffe di montaggio a rack incluse - 2HDD 8TB incluso | info | 6240
Recording - Network |  | WRN-2110B1-36CH-40TB | WAVE recording server (36Ch + 36 WAVE licences) |  | 36CH | NVR | NDAA compliant | 2U Wisenet WAVE Network Video Recorder da 36ch video con 36 licenze Wave Professional, Wisenet WAVE preinstallato, banda di registrazione fino a 250 Mbps , 4x HDD Bays (3.5") fino a 40TB, Quad Core CPU, Linux Ubuntu, uscite HDMI e DP, Mouse incluso, Staffe di montaggio a rack incluse - 4HDD 10TB incluso | info | 11160
Recording - Network |  | WRN-2110SB1-36CH-40TB | WAVE recording server with PoE+ (36Ch + 36 WAVE licences) |  | 36CH | NVR | NDAA compliant | 2U Wisenet WAVE Network Video Recorder da 36ch video con 36 licenze Wave Professional, Wisenet WAVE preinstallato, banda di registrazione fino a 250 Mbps , 4x HDD Bays (3.5") fino a 40TB, Quad Core CPU, Linux Ubuntu, uscite HDMI e DP , 16 PoE+ porte con 200W total PoE budget, Mouse incluso, Staffe di montaggio a rack incluse - 4HDD 10TB cad inclusi | info | 11480
Recording - Network |  | WRN-810S-4CH | Wisenet WAVE 1U PoE NVR -with 4CH WAVE licence- NO HDD |  | 8CH | NVR | Prodotto EOL, disponibilità limitata NDAA compliant | 1U Wisenet WAVE Network Video Recorder con 4 licenze Wave Professional, Wisenet WAVE preinstallato, banda di registrazione fino a 80 Mbps , 2x HDD Bays (3.5") fino a 12TB, Intel CPU, Linux Ubuntu, uscite HDMI e VGA , 8 PoE+ porte con 100W total PoE budget, alimentatore da 164W , Mouse incluso,Staffe di montaggio a rack incluse - NO HDD | info | 1782
Recording - Network |  | WRN-810S-4CH-4TB-HDV2 | Wisenet WAVE 1U PoE NVR - 4TB with 4CH WAVE licence |  | 8CH | NVR | Prodotto EOL, disponibilità limitata NDAA compliant | 1U Wisenet WAVE Network Video Recorder con 4 licenze Professional Wisenet WAVE pre-installate, Seagate SkyHawk 4TB raw, fino a 80 Mbps registrazione B/W, 2x HDD Bays (3.5") fino a 12TB, Intel CPU, Linux Ubuntu, HDMI, VGA output, 8 PoE+ porte con 100W totali PoE budget, 164W alimentatore, Mouse incluso, staffe montaggio rack incluse | info | 2002
Recording - Network |  | WRN-810S-8CH-6TB-HDV2 | Wisenet WAVE 1U PoE NVR - 6TB with 8CH WAVE licence |  | 8CH | NVR | Prodotto EOL, disponibilità limitata NDAA compliant | 1U Wisenet WAVE Network Video Recorder with 8 Professional licenses, Wisenet WAVE pre-installed, Seagate SkyHawk 6TB raw (ST6000VX009), up to 80 Mbps recording B/W, 2x HDD Bays (3.5") up to 12TB, Intel CPU, Linux Ubuntu, HDMI, VGA output, 8 PoE+ camera ports with 100W total PoE budget, 164W power supply, Mouse included, Rail mount brackets included | info | 2730
Recording - Network |  | WRN-1610S-4CH | Wisenet WAVE 2U PoE NVR - 2TB with 4CH WAVE licence |  | 16CH | NVR | Prodotto EOL, disponibilità limitata NDAA compliant | 2U Wisenet WAVE Network Video Recorder con 4 licenze Wave Professional, Wisenet WAVE preinstallato, banda di registrazione fino a 150 Mbps, 4x HDD Bays (3.5") up to 24TB, Intel CPU, Linux Ubuntu, usite HDMI e VGA , 16 porte PoE+ con 200W total PoE budget, alimentatore da 320W , Mouse incluso, Staffe di montaggio a rak incluse NO HDD | info | 2182
Recording - Network |  | WRN-1610S-4CH-4TB-HDV2 | Wisenet WAVE 2U PoE NVR - 4TB with 4CH WAVE licence |  | 16CH | NVR | Prodotto EOL, disponibilità limitata NDAA compliant | 2U Wisenet WAVE Network Video Recorder con 4 licenze Professional Wisenet WAVE pre-installate, Seagate SkyHawk 4TB raw, fino a 150 Mbps registrazione B/W, 4x HDD Bays (3.5") fino a 24TB, Intel CPU, Linux Ubuntu, HDMI, VGA output, 16 PoE+ porte con 200W totali PoE budget, 320W alimentatore, Mouse incluso, staffe montaggio rack incluse | info | 2402
Recording - Network |  | WRN-1610S-8CH-6TB-HDV2 | Wisenet WAVE 2U PoE NVR - 6TB with 8CH WAVE licence |  | 16CH | NVR | Prodotto EOL, disponibilità limitata NDAA compliant | 2U Wisenet WAVE Network Video Recorder with 8 Professional licenses, Wisenet WAVE pre-installed, Seagate SkyHawk 6TB raw, up to 150 Mbps recording B/W, 4x HDD Bays (3.5") up to 24TB, Intel CPU, Linux Ubuntu, HDMI, VGA output, 16 PoE+ camera ports with 200W total PoE budget, 320W power supply, Mouse included, Rail mount brackets included | info | 3120
Recording - Network |  | WRN-1610S-16CH-8TB-HDV2 | Wisenet WAVE 2U PoE NVR - 8TB with 16CH WAVE licence |  | 16CH | NVR | Prodotto EOL, disponibilità limitata NDAA compliant | 1U Wisenet WAVE Network Video Recorder con 16 licenze Professional Wisenet WAVE pre-installate, Seagate SkyHawk 2x 4TB raw (ST4000VX016), fino a 150 Mbps banda registrazione B/W, 4x HDD slot (3.5"fino a 24TB, Intel CPU, Linux Ubuntu, HDMI, VGA output, 16 PoE+ porte fino a 200W totale PoE budget, 320W alimentatore, Mouse incluso, incluse staffe montaggio a rack | info | 4330
NVR AI-Deep Learning
Recording - Network |  | PRN-1605B2 | 16CH 32MP 400Mbps 8 Bay AI NVR | X Series | 16CH | NVR | Prodotto End Of Life, Disponibilità Limitata | NVR 16CH con Analisi Video AI Deep Learning integrata, triplo codec con compressione H.265/H.264/MJPEG, 400Mbps di banda per la registrazione / 32Mbps di banda per il playback, ARB (Automatic Recovery Backup) & Failover (N+1), fino a 8 SATA HDD (80TB max), due uscite monitor HDMI, SUNAPI, ONVIF, Easy configuration (P2P), AI search (BestShot, Attribute), Object detection and classification (Persone, Volti, Veicoli), HDD non incluso | Info | 5510
Recording - Network |  | PRN-3205B4 | 32CH 32MP 400Mbps 16 Bay AI NVR | X Series | 32CH | NVR | NDAA compliant | NVR 32CH con Analisi Video AI Deep Learning integrata fino a 16 canali, triplo codec con compressione H.265/H.264/MJPEG, 400Mbps di banda per la registrazione / 32Mbps di banda per il playback, ARB (Automatic Recovery Backup) & Failover (N+1), fino a 16 SATA HDD (160TB max), due uscite monitor HDMI, SUNAPI, ONVIF, Easy configuration (P2P), AI search (BestShot, Attribute), Object detection and classification (Persone, Volti, Veicoli), HDD non incluso | Info | 9160
Recording - Network |  | PRN-3205B2 | 32CH 32MP 400Mbps 8 Bay AI NVR | X Series | 32CH | NVR | Prodotto End Of Life, Disponibilità Limitata | NVR 32CH con Analisi Video AI Deep Learning integrata fino a 16 canali, triplo codec con compressione H.265/H.264/MJPEG, 400Mbps di banda per la registrazione / 32Mbps di banda per il playback, ARB (Automatic Recovery Backup) & Failover (N+1), fino a 8 SATA HDD (80TB max), due uscite monitor HDMI, SUNAPI, ONVIF, Easy configuration (P2P), AI search (BestShot, Attribute), Object detection and classification (Persone, Volti, Veicoli), HDD non incluso | Info | 6980
NVR
Recording - Network |  | XRN-3220B2 | 32CH 8K | X Series | 32CH | NVR | NDAA Compliant | 8K NVR (Intel based), 32Ch, No HDD, 8 slot SATA HDD (fino a 10TB per HDD), H.265/H.264/MJPEG, banda di registarzione fino a 520 Mbps, HDMI(x2) doppia uscita monitor, Alarm I/O, 2-Way Audio | Info | 3427
Recording - Network |  | XRN-3220RB2 | 32CH 8K | X Series | 32CH | NVR | NDAA Compliant | 8K NVR (Intel based), 32Ch, No HDD, 8 slot SATA HDD (fino a 10TB per HDD), H.265/H.264/MJPEG, banda di registrazione fino a 520 Mbps, HDMI(x2) doppia uscita monitor, Alarm I/O, 2-Way Audio, Supporta RAID 5/6 (NOTA: verificare il numero minimo di HDD per sfruttare la funzionalità RAID) | Info | 4707
Recording - Network |  | XRN-6420B2 | 64CH 8K | X Series | 64CH | NVR | NDAA Compliant | 8K NVR (Intel based), 64Ch, No HDD, 8 slot SATA HDD (fino a 10TB per HDD), H.265/H.264/MJPEG, banda di registarzione fino a 520 Mbps, HDMI(x2) doppia uscita monitor, Alarm I/O, 2-Way Audio | Info | 4174
Recording - Network |  | XRN-6420RB2 | 64CH 8K | X Series | 64CH | NVR | NDAA Compliant | 8K NVR (Intel based), 64Ch, No HDD, 8 slot SATA HDD (fino a 10TB per HDD), H.265/H.264/MJPEG, banda di registrazione fino a 520 Mbps, HDMI(x2) doppia uscita monitor, Alarm I/O, 2-Way Audio, Supporta RAID 5/6 (NOTA: verificare il numero minimo di HDD per sfruttare la funzionalità RAID) | Info | 5454
Recording - Network |  | XRN-426S-1T | 4CH AI NVR | X Series | 4CH | NVR | NDAA compliant | NVR PoE 4CH, max 8MP per canale, triplo codec H.265/H.264/MJPEG con tecnologia WiseStream, banda passante per registrazione 40Mbps, Plug & play tramite 4 porte PoE, ARB (Automatic Recovery Backup), 1SSD SATA interno pre installato, monitor locale HDMI, SUNAPI, ONVIF, configurazione semplice (Installazione guidata, P2P), | Info | 1245
Recording - Network |  | QRN-430S | 4CH PoE NVR | Q Series | 4CH | NVR | NDAA compliant | NVR PoE 4CH, max 8MP per canale, triplo codec H.265/H.264/MJPEG con tecnologia WiseStream, registrazione Dual Track, banda passante per registrazione 40Mbps, Plug & play tramite 4 porte PoE, ARB (Automatic Recovery Backup), 1 HDD SATA interno (6 TB max), monitor locale HDMI, SUNAPI, ONVIF, configurazione semplice (Installazione guidata, P2P), No HDD | info | 476
Recording - Network |  | QRN-430S-4TB-S | 4CH PoE NVR - 4TB HDD | Q Series | 4CH | NVR | NDAA compliant | NVR PoE 4CH, max 8MP per canale, triplo codec H.265/H.264/MJPEG con tecnologia WiseStream, registrazione Dual Track, banda passante per registrazione 40Mbps, Plug & play tramite 4 porte PoE, ARB (Automatic Recovery Backup), 1 HDD SATA interno (6 TB max), monitor locale HDMI, SUNAPI, ONVIF, configurazione semplice (Installazione guidata, P2P), HDD 4TB incluso | info | 681
Recording - Network |  | QRN-830S | 8CH PoE NVR | Q Series | 8CH | NVR | NDAA compliant | NVR 8CH, max 8MP a canale, triplo codec H.265/H.264/MJPEG con tecnologia WiseStream, registrazione Dual Track, banda passante per registrazione 80Mbps, Plug & play tramite 8 porte PoE, ARB (Automatic Recovery Backup), 1 HDD SATA interno (6 TB max), monitor locale HDMI, SUNAPI, ONVIF, configurazione semplice (Installazione guidata, P2P), nessun HDD incluso | Info | 700
Recording - Network |  | QRN-830S-4TB-S | 8CH PoE NVR - 4TB HDD | Q Series | 8CH | NVR | NDAA compliant | 8CH 8MP NVR, 8CH @8MP each, triple codec H.265/H.264/MJPEG with WiseStream technology, Dual track recording, 80Mbps network camera recording, Plug & play by 8 PoE ports, ARB (Automatic Recovery Backup), 1 fixed internal SATA HDD (6TB max), HDMI local monitor, SUNAPI, ONVIF, Easy configuration (Setup Wizard, P2P), HDD Seagate SKyHawk da 4 TB incluso (ST4000VX015) | Info | 925
Recording - Network |  | QRN-1630S | 16CH 2 Bay PoE NVR | Q Series | 16CH | NVR | NDAA compliant | NVR PoE 16CH, max 8MP per canale, triplo codec H.265/H.264/MJPEG con tecnologia WiseStream, registrazione Dual Track, banda passante per registrazione 128Mbps, Plug & play tramite 16 porte PoE, ARB (Automatic Recovery Backup), 2 slot HDD SATA interno (20 TB max), monitor locale HDMI, SUNAPI, ONVIF, configurazione semplice (Installazione guidata, P2P), No HDD | info | 1058
Recording - Network |  | QRN-1630S-4TB-S | 16CH 2 Bay PoE NVR - 4TB HDD | Q Series | 16CH | NVR | NDAA compliant | NVR PoE 16CH, max 8MP per canale, triplo codec H.265/H.264/MJPEG con tecnologia WiseStream, registrazione Dual Track, banda passante per registrazione 128Mbps, Plug & play tramite 16 porte PoE, ARB (Automatic Recovery Backup), 2 slot HDD SATA interno (20 TB max), monitor locale HDMI, SUNAPI, ONVIF, configurazione semplice (Installazione guidata, P2P), HDD 4TB incluso | info | 1310
Recording - Network |  | XRN-420S | 4CH PoE+ NVR | X Series | 4CH | NVR | NDAA compliant | 4CH 4K NVR, 2TB HDD, 4CH @8MP each, triple codec H.265/H.264/MJPEG with WiseStream technology, AI search features; 50Mbps network camera recording, Plug & play by 4 PoE/PoE+ Ports, ARB (Automatic Recovery Backup), 1 fixed internal SATA HDD (6TB max), HDMI, VGA local monitor, SUNAPI, ONVIF,Senza HDD | Info | 590
Recording - Network |  | XRN-815S | 8CH 12MP 100Mbps 2 Bay PoE NVR | X Series | 8CH | NVR | NDAA compliant | NVR 8CH PoE, fino a 12MP per canale, triplo codec con compressione H.265/H.264/MJPEG, 100Mbps di banda per la registrazione / 32Mbps di banda per il playback, Plug & play con 8 porte PoE, ARB (Automatic Recovery Backup) & Failover (N+1), fino a 2 SATA HDD (12TB max), due uscite monitor HDMI, SUNAPI, ONVIF, Easy configuration (P2P), gestione metadati camere WISENET AI per ricerca forense, SENZA HDD | info | 830
Recording - Network |  | XRN-815S-4TB-S | 8CH 12MP 100Mbps 2 Bay PoE NVR - 4TB HDD | X Series | 8CH | NVR | NDAA compliant | NVR 8CH PoE, fino a 12MP per canale, triplo codec con compressione H.265/H.264/MJPEG, 100Mbps di banda per la registrazione / 32Mbps di banda per il playback, Plug & play con 8 porte PoE, ARB (Automatic Recovery Backup) & Failover (N+1), fino a 2 SATA HDD (12TB max), due uscite monitor HDMI, SUNAPI, ONVIF, Easy configuration (P2P), gestione metadati camere WISENET AI per ricerca forense, completo di HDD 4TB | info | 1091
Recording - Network |  | XRN-815S-8TB-S | 8CH 12MP 100Mbps 2 Bay PoE NVR - 8TB HDD | X Series | 8CH | NVR | NDAA compliant | 8CH 12MP NVR, Triplo compressione codec H.265/H.264/MJPEG AI Search: Attributi oggetto (se usato con camere Wisenet AI),registrazione camere di rete 100Mbps, Plug & play by 8 PoE(LAN, 10/100), 1PoE(WAN, 1Gbps), ARB (Automatic Recovery Backup) & Failover (N+1), fino a 2 SATA HDD (20TB max), HDMI locale doppio monitor, SUNAPI, ONVIF, configurazione semplicificata (P2P), 2 x 4TB Seagate SKyHawk HDD incluso (ST4000VX016) | info | 1627
Recording - Network |  | XRN-820S | 8CH 32MP 100Mbps 2 Bay PoE NVR | X Series | 8CH | NVR | NDAA compliant | 8CH 32MP NVR, triplo codec con compressione H.265/H.264/MJPEG, 100Mbps di banda per la registrazione / 32Mbps di banda per il playback, Plug & play con 8 porte PoE, ARB (Automatic Recovery Backup) & Failover (N+1), fino a 2 SATA HDD (12TB max), due uscite monitor HDMI, SUNAPI, ONVIF, Easy configuration (P2P), gestione metadati camere WISENET AI per ricerca forense, SENZA HDD | Info | 1200
Recording - Network |  | XRN-820S-4TB-S | 8CH 32MP 100Mbps 2 Bay PoE NVR- 4TB HDD | X Series | 8CH | NVR | NDAA compliant | 8CH 32MP NVR, triplo codec con compressione H.265/H.264/MJPEG, 100Mbps di banda per la registrazione / 32Mbps di banda per il playback, Plug & play con 8 porte PoE, ARB (Automatic Recovery Backup) & Failover (N+1), fino a 2 SATA HDD (12TB max), due uscite monitor HDMI, SUNAPI, ONVIF, Easy configuration (P2P), gestione metadati camere WISENET AI per ricerca forense, Con HDD 4TB preinstallato | Info | 1430
Recording - Network |  | XRN-1620B2 | 16CH 32MP 140Mbps 8 Bay NVR | X Series | 16CH | NVR | NDAA compliant | 16CH 32MP NVR, triplo codec con compressione H.265/H.264/MJPEG, 140Mbps di banda di registrazione / 32Mbps di banda per il playback, ARB (Automatic Recovery Backup) & Failover (N+1), fino a 8 SATA HDD (80TB max), due uscite monitor HDMI, SUNAPI, ONVIF, Easy configuration (P2P), gestione metadati camere WISENET AI per ricerca forense,senza HDD | Info | 1540
Recording - Network |  | XRN-1620B2-4TB-S | 16CH 32MP 140Mbps 8 Bay NVR - 4TB HDD | X Series | 16CH | NVR | NDAA compliant | 16CH 32MP NVR, triplo codec con compressione H.265/H.264/MJPEG, 140Mbps di banda di registrazione / 32Mbps di banda per il playback, ARB (Automatic Recovery Backup) & Failover (N+1), fino a 8 SATA HDD (80TB max), due uscite monitor HDMI, SUNAPI, ONVIF, Easy configuration (P2P), gestione metadati camere WISENET AI per ricerca forense, 4TB Seagate SKyHawk HDD incluso (ST4000VX007) | Info | 1770
Recording - Network |  | XRN-1620SB1 | 16CH 32MP 140Mbps 4 Bay PoE NVR | X Series | 16CH | NVR | NDAA compliant | 16CH 32MP NVR, triplo codec con compressione H.265/H.264/MJPEG, 140Mbps di banda per la registrazione / 32Mbps di banda per il playback, Plug & play con 16 porte PoE, ARB (Automatic Recovery Backup) & Failover (N+1), fino a 4 SATA HDD (24TB max), due uscite monitor locali HDMI, SUNAPI, ONVIF, Easy configuration (P2P), gestione metadati camere WISENET AI per ricerca forense, senza HDD. | Info | 1700
Recording - Network |  | XRN-1620SB1-4TB-S | 16CH 32MP 140Mbps 4 Bay PoE NVR - 4TB HDD | X Series | 16CH | NVR | NDAA compliant | 16CH 32MP NVR, triplo codec con compressione H.265/H.264/MJPEG, 140Mbps di banda per la registrazione / 32Mbps di banda per il playback, Plug & play con 16 porte PoE, ARB (Automatic Recovery Backup) & Failover (N+1), fino a 4 SATA HDD (24TB max), due uscite monitor locali HDMI, SUNAPI, ONVIF, Easy configuration (P2P), gestione metadati camere WISENET AI per ricerca forense, 4TB Seagate SKyHawk HDD incluso (ST4000VX007) | Info | 1930
Recording - Network |  | XRN-3220B4 | 32CH NVR con Processore 12th gen. Intel® | X Series | 32CH | NVR | NDAA compliant | 8K NVR (Processore Intel), 32Ch, fino a 16 SATA HDD (fino a 10TB per HDD), H265/H264/MJPEG, SUNAPI, ONVIF, ARB (Automatic Recovery Backup) & Failover (N+1), fino a 520 Mbps banda registrazione / fino a 200 Mbps banda riproduzione, Dual Stream Recording, iSCSI, WiseStream Support, HDMI(x2) Dual Display, Alarm I/O, 2-way Audio, Risoluzione massima telecamere fino a 32MP Registrazione/Visualizzazione. Fisheye Dewarping (Local/CMS), Motore ricerca AI (Solo per camere Wisenet AI), P2P QR Code, Supporta RAID 5/6, HDD Hot Swap utilizzabile in RAID Mode. No HDD inclusi | Info | 6710
Recording - Network |  | XRN-3210B2 | 32CH 32MP 400Mbps 8 Bay NVR | X Series | 32CH | NVR | NDAA compliant Disponibilità limitata | 32CH 32MP NVR, triplo codec di compressione H.265/H.264/MJPEG , 400Mbps di banda per la registrazione / 32Mbps di banda per il playback, ARB (Automatic Recovery Backup) & Failover (N+1), fino a 8 SATA HDD (80TB max), iSCSI storage, due uscite locali in HDMI, SUNAPI, ONVIF, di facile configurazione (P2P), gestione metadati camere WISENET AI per ricerca forense , HDD non inclusi | Info | 2840
Recording - Network |  | XRN-3210RB2 | 32CH 32MP 400Mbps 8 Bay NVR w/ RAID5/6 | X Series | 32CH | NVR | NDAA compliant Disponibilità limitata | 32CH 32MP NVR, triplo codec di compressione H.265/H.264/MJPEG , 400Mbps di banda per la registrazione / 32Mbps di banda per il playback, ARB (Automatic Recovery Backup) & Failover (N+1), fino a 8 SATA HDD (80TB max), iSCSI storage,supporto per RAID-5/6, due uscite locali in HDMI, SUNAPI, ONVIF, di facile configurazione (P2P), gestione metadati camere WISENET AI per ricerca forense , HDD non inclusi | Info | 3890
Recording - Network |  | XRN-3210B4 | 32CH 32MP 400Mbps H.265 NVR | P Series | 32CH | NVR | NDAA compliant Disponibilità limitata | 32CH 32MP NVR, triplo codec compressione H.265/H.264/MJPEG, 400Mbps di banda per la registrazione / 64Mbps banda trasmissione per Playback, ARB (Automatic Recovery Backup) & Failover (N+1), fino a 16 SATA HDD (160TB max), iSCSI storage, supporto RAID-5/6 , due uscite locali HDMI, SUNAPI, ONVIF, di facile configurazione (P2P), possibilita' di ricerca forense AI quando si stanno registando Telecamere Wisenet AI, senza Hard Disk | Info | 5890
Recording - Network |  | XRN-6420DB4 | 64CH NVR con Processore 12th gen. Intel® | X Series | 64CH | NVR | NDAA compliant | 8K NVR (Processore Intel), 64Ch, fino a 16 SATA HDD (fino a 10TB per HDD), H265/H264/MJPEG, SUNAPI, ONVIF, ARB (Automatic Recovery Backup) & Failover (N+1), fino a 520 Mbps banda registrazione / fino a 200 Mbps banda riproduzione, Dual Stream Recording, iSCSI, WiseStream Support, HDMI(x2) Dual Display, Alarm I/O, 2-way Audio, Risoluzione massima telecamere fino a 32MP Registrazione/Visualizzazione. Fisheye Dewarping (Local/CMS), Motore ricerca AI (Solo per camere Wisenet AI), P2P QR Code, Supporta RAID 5/6, HDD Hot Swap utilizzabile in RAID Mode. Alimentatore ridondante. No HDD inclusi | Info | 8320
Recording - Network |  | XRN-6420B4 | 64CH NVR con Processore 12th gen. Intel® | X Series | 64CH | NVR | NDAA compliant | 8K NVR (Processore Intel), 64Ch, fino a 16 SATA HDD (fino a 10TB per HDD), H265/H264/MJPEG, SUNAPI, ONVIF, ARB (Automatic Recovery Backup) & Failover (N+1), fino a 520 Mbps banda registrazione / fino a 200 Mbps banda riproduzione, Dual Stream Recording, iSCSI, WiseStream Support, HDMI(x2) Dual Display, Alarm I/O, 2-way Audio, Risoluzione massima telecamere fino a 32MP Registrazione/Visualizzazione. Fisheye Dewarping (Local/CMS), Motore ricerca AI (Solo per camere Wisenet AI), P2P QR Code, Supporta RAID 5/6, HDD Hot Swap utilizzabile in RAID Mode. No HDD inclusi | Info | 7460
Recording - Network |  | XRN-6410B2 | 64CH 32MP 400Mbps 8 Bay NVR | X Series | 64CH | NVR | Prodotto End of Life Disponibilitá Limitata | 64CH 32MP NVR, triplo codec di compressione H.265/H.264/MJPEG , 400Mbps di banda per la registrazione / 64Mbps di banda per Playback, ARB (Automatic Recovery Backup) & Failover (N+1), fino a 8 SATA HDD (80TB max), iSCSI storage, due uscite locali HDMI , SUNAPI, ONVIF, di facile configurazione (P2P), gestione metadati camere WISENET AI per ricerca forense , HDD non inclusi | Info | 3450
Recording - Network |  | TRM-810S | 8CH 8MP H.265 Mobile NVR | T Series | 8CH | NVR | Prodotto End of Life Disponibilitá Limitata | 8CH Mobile NVR, 8CH @8MP each, triple codec H.265/H.264/MJPEG with WiseStream, 80Mbps network camera recording, 2 front hot swap SATA HDD (4TB max), RAID-1, HDMI, VGA support, GPS Module (option), built-in Wi-Fi, SUNAPI, ONVIF, 8 PoE ports RJ45, 9-36VDC, EN50155, no HDD included | Info | 2040
Recording - Network |  | TRM-1610M | 16CH 12MP H.265 Mobile NVR (M12) | T Series | 16CH | NVR | Prodotto End of Life Disponibilitá Limitata | 16CH Mobile NVR, 16CH @12MP x canale, triplo codec H.265/H.264/MJPEG con WiseStream, 128Mbps banda registrazione, 2 slot frontali sata SATA HDD (4TB max), RAID-1, HDMI, VGA support, GPS Module, built-in Wi-Fi, SUNAPI, ONVIF, 4 PoE porte M12, 2 PoE switches SPN-10080P (8 ch PoE con RJ-45) x2 necessari per usare 16 canali, 9-36VDC, EN50155, no HDD inclusi | Info | 4391
PoE Injectors
Accessory |  | SPO-6011 | PoE injector - 60W |  |  |  | NDAA compliant | 60W / 1.1A HPoE injector, 2 x RJ45 port Connections / 1 x SFP port, 10/100/1000BASE-TRJ45 Interfaces 1000BASE-X SFP Interfaces, IP40, Ideal for XNP-6400R/8250R/9250R but not limited | info | 365
Accessory |  | SPO-8315 | PoE injector - 83W |  |  |  | NDAA compliant | 83W / 1.5A HPOE Injector, 2 x RJ45 port Connections / 1 x SFPport, 10/100/1000BASE-TRJ45 Interfaces 1000BASE-X SFP Interfaces, IP20, Ideal for XNP-6400RW/8300RW/9300RW and PNM-9322VQP but not Limited | info | 425
Accessory |  | SNI-1MC | Industrial PoE Mini Media Converter |  |  |  | NDAA compliant | Industrial PoE Mini Media Converter 1 x 10/100/1000Base-T(x) RJ45 Port with 802.3bt 60/90W PoE, 1 x 100/1000Base-Fx SFP Port, DIP-Switch Functions, DIN Rail / Wall Mount, -40°C to +75°C, 52-56VDC Power Input (Power supply not included) |  | 668
Accessory |  | SNI-1MC-PS | Industrial PoE Mini Media Converter |  |  |  | NDAA compliant | Industrial PoE Mini Media Converter 1 x 10/100/1000Base-T(x) RJ45 Port with 802.3bt 60/90W PoE, 1 x 100/1000Base-Fx SFP Port, DIP-Switch Functions, DIN Rail / Wall Mount, -40°C to +75°C, 85-264 VAC Terminal connection |  | 890
Accessory |  | SNI-1PI | Industrial 1 Port PoE Injector |  |  |  | NDAA compliant | Industrial 1 Port PoE Injector, 1 x 10/100/1000Base-T(x) RJ45 Port (Input), 1 x 10/100/1000Base-T(x) RJ45 Port With 802.3bt 60/90W PoE (Output), DIN Rail / Wall Mount, -40°C to +75°C, 52-56 VDC Power Input (Power supply not included) |  | 341
Accessory |  | SNI-1PI-PS | Industrial 1 Port PoE Injector |  |  |  | NDAA compliant | Industrial 1 Port PoE Injector, 1 x 10/100/1000Base-T(x) RJ45 Port (Input), 1 x 10/100/1000Base-T(x) RJ45 Port With 802.3bt 90W PoE (Output), DIN Rail / Wall Mount, -40°C to +75°C, Integrated 90W PSU, 85-264 VAC IEC Mains Power Input (Power supply built-in) |  | 479
Accessory |  | SNC-PS-60-EU | Hanwha PSU |  |  | PSU - EU | NDAA compliant | Commercial Grade Desktop Power Supply, 24V Output, 60W (2.5A), 2.1mm DC Plug, EU Power Plug. Compatible with TNS-9040IBC, TNS-9050IBC, TNS-9060IBC | info | 83
Accessory |  | SNC-PS-60-UK | Hanwha PSU |  |  | PSU - UK | NDAA compliant | Commercial Grade Desktop Power Supply, 24V Output, 60W (2.5A), 2.1mm DC Plug, UK Power Plug. Compatible with TNS-9040IBC, TNS-9050IBC, TNS-9060IBC | info | 83
Accessory |  | SNI-PS-120 | PoE Power Supply 120W |  |  |  | NDAA compliant | 48 VDC, 120W (2.5A) Industrial Power Supply, DIN-Rail Mounting, -40°C to +70°C, Fault Relay Output (Adjustable 47-53 VDC) |  | 142
Encoders e Decoders
Decoder - Network |  | SPD-152 | 64CH Video Decoder |  | 64CH | Decoder | NDAA compliant | 64CH Network Video Decoder, up to 64 cameras, Dual HDMI display port(HDMI#1 UHD, HDMI#2 FHD), Max. 8M resolution, 8M@60fps, 2M@360fps, triple codec H.265/H.264/MJPEG, ONVIF, SUNAPI, RTSP, Various installation: Monitor-Back and Pole mount, PoE/12VDC | Info | 850
Encoder - Network |  | SPE-420 | 4CH Video Encoder |  | 4CH | Encoder | NDAA compliant | 4CH Network Video Encoder, H.265/H.264/MJPEG, 12fps@5MP, 15fps@4MP, 30fps@2MP or lower, Dual Streaming, AHD/CVI/TVI/CVBS(Pelco-C) compatible, RS-485 Interface (SAMSUNG-T, PELCO-P/D), ONVIF protocol support, HDMI output, Alarm I/O 4/2, Bi-directional Audio, PoE/12VDC | Info | 494
Encoder - Network |  | SPE-1630 | 16CH Video Encoder |  | 16CH | Encoder | NDAA compliant | 16CH Network Video Encoder, Max resolution 5MP, Max frame-rate 12fps@5MP, 15fps@4MP, 30fps@1080p, H.265/H.264/MJPEG codec support, Multiple streaming (up to 3 profiles per channel), CVBS(Pelco-C)/AHD/TVI/CVI, 1 RJ-45 10/100/1000 Base-T, Alarm 16 Input/ 4 Output, Alarm Triggers - Motion Detection, Alarm Input, Video Loss, Tampering, Network disconnect, File Upload Via FTP/E-mail, Audio 4 Line Input / 1 Line Output, 1 HDMI OUT (16 multi Image, 1920x1080), 4 privacy zones, ONVIF profile S, SUNAPI (HTTP API) | Info | 1205
Telecamere Analog HD+
Camera - Analog HD |  | HCO-6020R | 2MP Analog HD IR Bullet | HD+ Series | 2MP | Bullet | NDAA compliant | Bullet Camera 2MP, HD+ Series, CMOS, PS, FullHD over coax (1920x1080 30fps), BNC(AHD / TVI / CVI / CVBS Selezionabile) WDR(120dB), Ottica fissa da 4mm, 30m IR range, ICR, De-Fog, dist.max 500m, motion detection, Coax Ctrl, IP 66, 12 Vdc | Info | 184
Camera - Analog HD |  | HCO-6070R | 2MP Analog HD IR Bullet | HD+ Series | 2MP | Bullet | NDAA compliant | Bullet Camera 2MP, HD+ Series, CMOS, PS, FullHD over coax (1920x1080 30fps), BNC(AHD / TVI / CVI / CVBS Selezionabile) WDR(120dB), Varifocal 3.2 ~ 10mm manuale, 30m IR range, ICR, De-Fog, dist.max 500m, motion detec., Coax Ctrl, IP 66, IK 10, Dual Voltage (12 Vdc / 24 Vac) | Info | 276
Camera - Analog HD |  | HCO-6080 | 2MP Analog HD Bullet | HD+ Series | 2MP | Bullet | NDAA compliant | HD+ Series Bullet camera da esterno 2MP, Full HD(1080p) 30fps, AHD/TVI/CVI/CVBS, lente varifocal motorizzata (3.1X) (3.2-10mm), 120 dB true WDR, Day & Night (ICR), 24VAC/12VDC, IP66/IK10 | Info | 280
Camera - Analog HD |  | HCO-6080R | 2MP Analog HD IR Bullet | HD+ Series | 2MP | Bullet | NDAA compliant | Bullet Camera 2MP, HD+ Series, CMOS, PS, FullHD over coax (1920x1080 30fps), BNC(AHD / TVI / CVI / CVBS Selezionabile) WDR(120dB), Varifocal 3.2 ~ 10mm motorizzato, 30m IR range, ICR, De-Fog, dist.max 500m, motion detec., Coax Ctrl, IP 66, IK 10, Dual Voltage (12 Vdc / 24 Vac) | Info | 304
Camera - Analog HD |  | HCO-7010RA | 4MP Wisenet HD+ Bullet | HD+ Series | 4MP | Bullet | NDAA compliant | Bullet camera 4MP, HD+ Series, CMOS, PS, QHD (2560 x 1440, 25fps) over coax, BNC (AHD / CVBS per installazione) D-WDR, ottica fissa 2.8mm, 20m IR range, ICR, dist.max 500m, motion detec., Coax Ctrl, IP66, IK10, 12 Vdc | Info | 184
Camera - Analog HD |  | HCO-7020RA | 4MP Wisenet HD+ Bullet | HD+ Series | 4MP | Bullet | NDAA compliant | Bullet camera 4MP, HD+ Series, CMOS, PS, QHD (2560 x 1440, 25fps) over coax, BNC (AHD / CVBS per installazione) D-WDR, ottica fissa 4mm, 25m IR range, ICR, dist.max 500m, motion detec., Coax Ctrl, IP66, IK10, 12 Vdc | Info | 184
Camera - Analog HD |  | HCO-7030RA | 4MP Wisenet HD+ Bullet | HD+ Series | 4MP | Bullet | NDAA compliant | Bullet camera 4MP, HD+ Series, CMOS, PS, QHD (2560 x 1440, 25fps) over coax, BNC (AHD / CVBS per installazione) D-WDR, ottica fissa 6mm, 30m IR range, ICR, dist.max 500m, motion detec., Coax Ctrl, IP66, IK10, 12 Vdc | Info | 184
Camera - Analog HD |  | HCO-7070RA | 4MP Wisenet HD+ Bullet | HD+ Series | 4MP | Bullet | NDAA compliant | Bullet camera 4MP, HD+ Series, CMOS, PS, QHD (2560 x 1440, 25fps) over coax, BNC (AHD / CVBS per installazione) D-WDR, Varifocal 3.2 ~ 10mm manuale, 30m IR range, ICR, dist.max 500m, motion detec., Coax Ctrl, IP66, IK10, Dual Voltage (12 Vdc / 24 Vac) | Info | 276
Camera - Analog HD |  | HCD-6010 | 2MP Analog HD Indoor Dome | HD+ Series | 2MP | Dome | NDAA compliant | Minidome da interno 2MP, HD+ Series, CMOS, PS, FullHD over coax (1920x1080 30fps), BNC(AHD / TVI / CVI / CVBS Selezionabile) WDR(120dB), Ottica fissa da 2,8mm, ICR, De-Fog, dist.max 500m, motion detec., Coax Ctrl, 12 Vdc | Info | 133.33
Camera - Analog HD |  | HCD-6020R | 2MP Analog HD IR Indoor Dome | HD+ Series | 2MP | Dome | NDAA compliant | Minidome da interno 2MP, HD+ Series, CMOS, PS, FullHD over coax (1920x1080 30fps), BNC(AHD / TVI / CVI / CVBS Selezionabile) WDR(120dB), Ottica fissa da 4mm, 20m IR range, ICR, De-Fog, dist.max 500m, motion detec., Coax Ctrl, 12 Vdc | Info | 166
Camera - Analog HD |  | HCD-6070R | 2MP Analog HD IR Indoor Dome | HD+ Series | 2MP | Dome | NDAA compliant | Minidome da interno 2MP, HD+ Series, CMOS, PS, FullHD over coax (1920x1080 30fps), BNC(AHD / TVI / CVI / CVBS Selezionabile) WDR(120dB), Varifocal 3.2 ~ 10mm manuale, 20m IR range, ICR, De-Fog, dist.max 500m, motion detec., Coax Ctrl, Dual Voltage (12 Vdc / 24 Vac) | Info | 248
Camera - Analog HD |  | HCD-6080R | 2MP Analog HD IR Indoor Dome | HD+ Series | 2MP | Dome | NDAA compliant | Minidome da interno 2MP, HD+ Series, CMOS, PS, FullHD over coax (1920x1080 30fps), BNC(AHD / TVI / CVI / CVBS Selezionabile) WDR(120dB), Varifocal 3.2 ~ 10mm motorizzato, 20m IR range, ICR, De-Fog, dist.max 500m, motion detec., Coax Ctrl, Dual Voltage (12 Vdc / 24 Vac) | Info | 274
Camera - Analog HD |  | HCD-7010RA | 4MP Wisenet HD+ Indoor Dome | HD+ Series | 4MP | Dome | NDAA compliant | Minidome da interno 4MP, HD+ Series, CMOS, PS, QHD (2560 x 1440, 25fps) over coax, BNC (AHD / CVBS per installazione) D-WDR, ottica fissa 2.8mm, 20m IR range, ICR, dist.max 500m, motion detec., Coax Ctrl, 12 Vdc | Info | 166
Camera - Analog HD |  | HCD-7020RA | 4MP Wisenet HD+ Indoor Dome | HD+ Series | 4MP | Dome | NDAA compliant | Minidome da interno 4MP, HD+ Series, CMOS, PS, QHD (2560 x 1440, 25fps) over coax, BNC (AHD / CVBS per installazione) D-WDR, ottica fissa 4mm, 25m IR range, ICR, dist.max 500m, motion detec., Coax Ctrl, 12 Vdc | Info | 166
Camera - Analog HD |  | HCD-7030RA | 4MP Wisenet HD+ Indoor Dome | HD+ Series | 4MP | Dome | NDAA compliant | Minidome da interno 4MP, HD+ Series, CMOS, PS, QHD (2560 x 1440, 25fps) over coax, BNC (AHD / CVBS per installazione) D-WDR, ottica fissa 6mm, 30m IR range, ICR, dist.max 500m, motion detec., Coax Ctrl, 12 Vdc | Info | 166
Camera - Analog HD |  | HCD-7070RA | 4MP Wisenet HD+ Indoor Dome | HD+ Series | 4MP | Dome | NDAA compliant | Minidome da interno 4MP, HD+ Series, CMOS, PS, QHD (2560 x 1440, 25fps) over coax, BNC (AHD / CVBS per installazione) D-WDR, Varifocal 3.2 ~ 10mm manuale, 30m IR range, ICR, dist.max 500m, motion detec., Coax Ctrl, Dual Voltage (12 Vdc / 24 Vac) | Info | 248
Camera - Analog HD |  | HCV-6070R | 2MP Analog HD IR Outdoor Dome | HD+ Series | 2MP | Vandal Dome | NDAA compliant | Minidome da esterno 2MP, HD+ Series, CMOS, PS, FullHD over coax (1920x1080 30fps), BNC(AHD / TVI / CVI / CVBS Selezionabile) WDR(120dB), Varifocal 3.2 ~ 10mm manuale, 30m IR range, ICR, De-Fog, dist.max 500m, motion detec., Coax Ctrl, IP 66, IK 10, Dual Voltage (12 Vdc / 24 Vac) | Info | 276
Camera - Analog HD |  | HCV-6080 | 2MP Analog HD Outdoor Dome | HD+ Series | 2MP | Vandal Dome | NDAA compliant | HD+ Series Minidome Antivandalica da esterno da 2MP, Full HD(1080p) 30fps , AHD/TVI/CVI/CVBS, lente varifocale motorizzata (3.1X) (3.2-10mm), 120 dB true WDR, Day & Night (ICR), 24VAC/12VDC, IP66/IK10 | Info | 280
Camera - Analog HD |  | HCV-6080R | 2MP Analog HD IR Outdoor Dome | HD+ Series | 2MP | Vandal Dome | NDAA compliant | Minidome da esterno 2MP, HD+ Series, CMOS, PS, FullHD over coax (1920x1080 30fps), BNC(AHD / TVI / CVI / CVBS Selezionabile) WDR(120dB), Varifocal 3.2 ~ 10mm motorizzato, 30m IR range, ICR, De-Fog, dist.max 500m, motion detec., Coax Ctrl, IP 66, IK 10, Dual Voltage (12 Vdc / 24 Vac) | Info | 304
Camera - Analog HD |  | HCV-7010RA | 4MP Wisenet HD+ Outdoor Dome | HD+ Series | 4MP | Vandal Dome | NDAA compliant | Minidome da esterno 4MP, HD+ Series, CMOS, PS, QHD (2560 x 1440, 25fps) over coax, BNC (AHD / CVBS per installazione) D-WDR, ottica fissa 2.8mm, 20m IR range, ICR, dist.max 500m, motion detec., Coax Ctrl, IP66, IK10,12 Vdc | Info | 184
Camera - Analog HD |  | HCV-7020RA | 4MP Wisenet HD+ Outdoor Dome | HD+ Series | 4MP | Vandal Dome | NDAA compliant | Minidome da esterno 4MP, HD+ Series, CMOS, PS, QHD (2560 x 1440, 25fps) over coax, BNC (AHD / CVBS per installazione) D-WDR, ottica fissa 4mm, 25m IR range, ICR, dist.max 500m, motion detec., Coax Ctrl, IP66, IK10, 12 Vdc | Info | 184
Camera - Analog HD |  | HCV-7030RA | 4MP Wisenet HD+ Outdoor Dome | HD+ Series | 4MP | Vandal Dome | NDAA compliant | Minidome da esterno 4MP, HD+ Series, CMOS, PS, QHD (2560 x 1440, 25fps) over coax, BNC (AHD / CVBS per installazione) D-WDR, ottica fissa 6mm, 30m IR range, ICR, dist.max 500m, motion detec., Coax Ctrl, IP66, IK10, 12 Vdc | Info | 184
Camera - Analog HD |  | HCV-7070RA | 4MP Wisenet HD+ Outdoor Dome | HD+ Series | 4MP | Vandal Dome | NDAA compliant | Minidome da esterno 4MP, HD+ Series, CMOS, PS, QHD (2560 x 1440, 25fps) over coax, BNC (AHD / CVBS per installazione) D-WDR, Varifocal 3.2 ~ 10mm manuale, 30m IR range, ICR, dist.max 500m, motion detec., Coax Ctrl, IP66, IK10, Dual Voltage (12 Vdc / 24 Vac) | Info | 276
Camera - Analog HD |  | HCB-6000 | 2MP Analog HD Box | HD+ Series | 2MP | Box | NDAA compliant | Box camera 2MP, HD+ Series, CMOS, PS, FullHD over coax (1920x1080 30fps), BNC(AHD / TVI / CVI / CVBS Selezionabile) WDR(120dB), C/CS mount, ICR, De-Fog, dist.max 500m, motion detec., Coax Ctrl, Dual Voltage (12 Vdc / 24 Vac) | Info | 166
Camera - Analog HD |  | HCB-6000PH | 2MP Analog HD Box | HD+ Series | 2MP | Box | NDAA compliant | Box camera 2MP, HD+ Series, CMOS, PS, FullHD over coax (1920x1080 30fps), BNC(AHD / TVI / CVI / CVBS Selezionabile) WDR(120dB), C/CS mount, ICR, De-Fog, dist.max 500m, motion detec., Coax Ctrl, 220 V | Info | 194
Camera - Analog HD |  | HCB-6001 | 2MP Analog HD Box | HD+ Series | 2MP | Box | NDAA compliant | Box camera 2MP, HD+ Series, CMOS, PS, FullHD over coax (1920x1080 30fps), BNC(AHD / TVI / CVI / CVBS Selezionabile) WDR(120dB), C/CS mount, Simple Focus, ICR, De-Fog, dist.max 500m, motion detec., Coax Ctrl, Dual Voltage (12 Vdc / 24 Vac) | Info | 198
Camera - Analog HD |  | HCB-7000A | 4MP Wisenet HD+ Box | HD+ Series | 4MP | Box | NDAA compliant | Box camera 4MP, HD+ Series, CMOS, PS, QHD (2560 x 1440, 25fps) over coax, BNC (AHD / CVBS per installazione) D-WDR, C/CS mount, ICR, dist.max 500m, motion detec., Coax Ctrl, Dual Voltage (12 Vdc / 24 Vac) | Info | 166
Camera - Analog HD |  | HCB-7000PHA | 4MP Wisenet HD+ Box | HD+ Series | 4MP | Box | NDAA compliant | Box camera 4MP, HD+ Series, CMOS, PS, QHD (2560 x 1440, 25fps) over coax, BNC (AHD / CVBS per installazione) D-WDR, C/CS mount, ICR, dist.max 500m, motion detec., Coax Ctrl, (220v) | Info | 194
Camera - Analog HD |  | HCP-6320A | AHD PTZ | HD+ Series | 2MP | PTZ | NDAA compliant | HD+ Series 2MP, Full HD(1080p) 30fps PTZ camera, Optical zoom lens 32X (4.44~142.6mm), true WDR 120dB, RS485/Up coax (ACP protocol only) PTZ control, Day & Night (ICR), 24VAC | Info | 1270
Camera - Analog HD |  | HCP-6320HA | AHD Outdoor PTZ | HD+ Series | 2MP | PTZ | NDAA compliant | HD+ Series 2MP, Full HD(1080p) 30fps PTZ camera, Optical zoom lens 32X (4.44~142.6mm), RS485/Up coax (ACP protocol only) PTZ control, true WDR 120dB, Day & Night (ICR), 24VAC, IP66 IK10 | Info | 1470
DVR
Recording - Analog |  | HRX-835A | 8CH Pentabrid (AHD, HDTVI, HDCVI, CVBS, IP) Recorder |  | 8CH | DVR | New Product NDAA Compliant | Digital video recorder 5-in-1 8CH+2CH (fino a 10CH NW), Canali analogici HD (max. 8MP), TVI (max. 8MP), CVI (max. 5MP), CVBS, IP (max. 8MP), triplo codec H.265/H.264/MJPEG, max. 50Mbps registrazione / max. 32Mbps banda riproduzione playback, fino a 4 slot SATA HDD (24TB max), 8CH Audio input/ 1CH Audio output, Cavo coassiale (Pelco-C), HDMI/VGA due uscite monitor, SUNAPI, ONVIF, installazione facilitata (Setup Wizard, P2P), Supporta connessione smartphone (iOS & Android), HDD non inclusi | Info | 880
Recording - Analog |  | HRX-835A-4TB-S | 8CH Pentabrid (AHD, HDTVI, HDCVI, CVBS, IP) Recorder - 4TB HDD |  | 8CH | DVR | New Product NDAA Compliant | Digital video recorder 5-in-1 8CH+2CH (fino a 10CH NW), Canali analogici HD (max. 8MP), TVI (max. 8MP), CVI (max. 5MP), CVBS, IP (max. 8MP), triplo codec H.265/H.264/MJPEG, max. 50Mbps registrazione / max. 32Mbps banda riproduzione playback, fino a 4 slot SATA HDD (24TB max), 8CH Audio input/ 1CH Audio output, Cavo coassiale (Pelco-C), HDMI/VGA due uscite monitor, SUNAPI, ONVIF, installazione facilitata (Setup Wizard, P2P), Supporta connessione smartphone (iOS & Android), incluso 1x4TB Seagate SKyHawk HDD (ST4000VX016) | Info | 1093
Recording - Analog |  | HRX-835A-6TB-S | 8CH Pentabrid (AHD, HDTVI, HDCVI, CVBS, IP) Recorder - 8TB HDD |  | 8CH | DVR | New Product NDAA Compliant | Digital video recorder 5-in-1 8CH+2CH (fino a 10CH NW), Canali analogici HD (max. 8MP), TVI (max. 8MP), CVI (max. 5MP), CVBS, IP (max. 8MP), triplo codec H.265/H.264/MJPEG, max. 50Mbps registrazione / max. 32Mbps banda riproduzione playback, fino a 4 slot SATA HDD (24TB max), 8CH Audio input/ 1CH Audio output, Cavo coassiale (Pelco-C), HDMI/VGA due uscite monitor, SUNAPI, ONVIF, installazione facilitata (Setup Wizard, P2P), Supporta connessione smartphone (iOS & Android), incluso 1x6TB Seagate SKyHawk HDD (ST8000VE001) | Info | 1249
Recording - Analog |  | HRX-434 | 4CH Pentabrid (AHD, HDTVI, HDCVI, CVBS, IP) Recorder |  | 4CH | DVR | NDAA compliant | 5-in-1 4CH+2CH (up to 6CH NW) Embeded DVR, Analog HD (max. 8MP), TVI (max. 8MP), CVI (max. 5MP), CVBS, IP (max. 8MP), triple codec H.265/H.264/MJPEG, max. 30Mbps recording / max. 32Mbps playback throughput, 1 internal SATA HDD (6TB max), 1CH Audio input/ 1CH Audio output, Coaxial Cable (Pelco-C), HDMI/VGA local dual monitor, SUNAPI, ONVIF, Easy configuration (Setup Wizard, P2P), Smartphone support (iOS & Android), no HDD included | Info | 280
Recording - Analog |  | HRX-434-4TB-S | 4CH Pentabrid (AHD, HDTVI, HDCVI, CVBS, IP) Recorder |  | 4CH | DVR | NDAA compliant | 5-in-1 4CH+2CH (up to 6CH NW) Embeded DVR, Analog HD (max. 8MP), TVI (max. 8MP), CVI (max. 5MP), CVBS, IP (max. 8MP), triple codec H.265/H.264/MJPEG, max. 30Mbps recording / max. 32Mbps playback throughput, 1 internal SATA HDD (6TB max), 1CH Audio input/ 1CH Audio output, Coaxial Cable (Pelco-C), HDMI/VGA local dual monitor, SUNAPI, ONVIF, Easy configuration (Setup Wizard, P2P), Smartphone support (iOS & Android), 4TB HDD included | Info | 580
Recording - Analog |  | HRX-435 | 4CH Pentabrid (AHD, HDTVI, HDCVI, CVBS, IP) Recorder |  | 4CH | DVR | NDAA compliant | 5-in-1 4CH+2CH (up to 6CH NW) Embeded DVR, Analog HD (max. 8MP), TVI (max. 8MP), CVI (max. 5MP), CVBS, IP (max. 8MP), triple codec H.265/H.264/MJPEG, max. 30Mbps recording / max. 32Mbps playback throughput, up to 2 internal SATA HDD (12TB max), 4CH Audio input/ 1CH Audio output, Coaxial Cable (Pelco-C), HDMI/VGA local dual monitor, SUNAPI, ONVIF, Easy configuration (Setup Wizard, P2P), Smartphone support (iOS & Android), no HDD included | Info | 330
Recording - Analog |  | HRX-435-4TB-S | 4CH Pentabrid (AHD, HDTVI, HDCVI, CVBS, IP) Recorder - 4TB HDD |  | 4CH | DVR | NDAA compliant | 5-in-1 4CH+2CH (up to 6CH NW) Embeded DVR, Analog HD (max. 8MP), TVI (max. 8MP), CVI (max. 5MP), CVBS, IP (max. 8MP), triple codec H.265/H.264/MJPEG, max. 30Mbps recording / max. 32Mbps playback throughput, up to 2 internal SATA HDD (12TB max), 4CH Audio input/ 1CH Audio output, Coaxial Cable (Pelco-C), HDMI/VGA local dual monitor, SUNAPI, ONVIF, Easy configuration (Setup Wizard, P2P), Smartphone support (iOS & Android), 4TB HDD INCLUDED | Info | 630
Recording - Analog |  | HRX-1634 | 16CH Pentabrid (AHD, HDTVI, HDCVI, CVBS, IP) Recorder |  | 16CH | DVR | NDAA compliant | 5-in-1 16CH (up to 18CH NW) Embeded DVR, Analog HD (max. 8MP), TVI (max. 8MP), CVI (max. 8MP), CVBS, IP (max. 8MP), triple codec H.265/H.264/MJPEG, max. 128Mbps recording / max. 32Mbps playback throughput, up to 2 internal SATA HDD, (12TB max), 16CH Audio input/ 1CH Audio output, Coaxial Cable (Pelco-C), HDMI/VGA local dual monitor, SUNAPI, ONVIF, Easy configuration (Setup Wizard, P2P), Smartphone support (iOS & Android), no HDD included | Info | 650
Recording - Analog |  | HRX-1634-4TB-S | 16CH Pentabrid (AHD, HDTVI, HDCVI, CVBS, IP) Recorder |  | 16CH | DVR | NDAA compliant | 5-in-1 16CH (up to 18CH NW) Embeded DVR, Analog HD (max. 8MP), TVI (max. 8MP), CVI (max. 8MP), CVBS, IP (max. 8MP), triple codec H.265/H.264/MJPEG, max. 128Mbps recording / max. 32Mbps playback throughput, up to 2 internal SATA HDD, (12TB max), 16CH Audio input/ 1CH Audio output, Coaxial Cable (Pelco-C), HDMI/VGA local dual monitor, SUNAPI, ONVIF, Easy configuration (Setup Wizard, P2P), Smartphone support (iOS & Android), 4TB HDD INCLUDED | Info | 911
Recording - Analog |  | HRX-1635 | 16CH Pentabrid (AHD, HDTVI, HDCVI, CVBS, IP) Recorder |  | 16CH | DVR | NDAA compliant | 5-in-1 16CH (up to 18CH NW) Embeded DVR, Analog HD (max. 8MP), TVI (max. 8MP), CVI (max. 8MP), CVBS, IP (max. 8MP), triple codec H.265/H.264/MJPEG, max. 128Mbps recording / max. 32Mbps playback throughput, up to 8 internal SATA HDD, (48TB max), 16CH Audio input/ 1CH Audio output, Coaxial Cable (Pelco-C), HDMI/VGA local dual monitor, SUNAPI, ONVIF, Easy configuration (Setup Wizard, P2P), Smartphone support (iOS & Android), no HDD included | Info | 1110
Recording - Analog |  | HRX-1635-4TB-S | 16CH Pentabrid (AHD, HDTVI, HDCVI, CVBS, IP) Recorder |  | 16CH | DVR | NDAA compliant | 5-in-1 16CH (up to 18CH NW) Embeded DVR, Analog HD (max. 8MP), TVI (max. 8MP), CVI (max. 8MP), CVBS, IP (max. 8MP), triple codec H.265/H.264/MJPEG, max. 128Mbps recording / max. 32Mbps playback throughput, up to 8 internal SATA HDD, (48TB max), 16CH Audio input/ 1CH Audio output, Coaxial Cable (Pelco-C), HDMI/VGA local dual monitor, SUNAPI, ONVIF, Easy configuration (Setup Wizard, P2P), Smartphone support (iOS & Android), 4TB HDD INCLUDED | Info | 1371
Recording - Analog |  | HRX-420 | 4CH Pentabrid (AHD, HDTVI, HDCVI, CVBS, IP) Recorder - 1TB HDD |  | 4CH+2CH | DVR | Prodotto End of Life Disponibilitá Limitata | Videoregistratore digitale 5-in-1, 4CH+2CH (fino a 6CH NW), Analog HD (max. 8MP), TVI (max. 8MP), CVI (max. 5MP), CVBS, IP (max. 8MP), triplo codec H.265/H.264/MJPEG con WiseStream technology, 8fps@8MP/ 12fps@5MP recording, 1 internal SATA HDD (6TB max), 1CH Audio input/ 1CH Audio output, Coaxial Cable (Pelco-C), HDMI/VGA local dual monitor, SUNAPI, ONVIF, Easy configuration (Setup Wizard, P2P), Smartphone support (iOS & Android), 1TB HDD incluso | Info | 264
Intercom
Intercom |  | TID-600R | 2MP Intercom | T Series | 2MP | Intercom | NDAA compliant | T Series network Intercom, con telecamera 2MP@60fps, 1.6mm, IR 5m, True Day & Night (ICR), backlit call button, possibilitá di chiamata touchless, microfono e altoparlante intergati, cancellazione eco e riduzione rumore ambientale, corridor mode, camera handover, supporto SIP 2.0 support per integrazione in sistemi VoIP, H.265/H.264/MJPEG con WiseStream II, Licence-free onboard Advanced Video Analytics: Directional detection, Motion detection, Appear/Disappear, Enter/Exit, Loitering, Tampering, Virtual line, Audio detection, Shock detection, Sound classification, 1 slot Micro SD card, 2 I/O - 1 Relay, IP65, IK08, NEMA4X, Safety(UL), EMC(FCC, CE) | Info | 1180
Accessory |  | SBC-165W | White skin cover |  |  |  | NDAA compliant | Cover bianca per TID-600R | Info | 21
Accessory |  | SBS-165TM | Tilt Mount |  |  |  | NDAA compliant | Staffa montaggio per Intercom TID-600R | Info | 29
Accessory |  | SHS-165F | Flush Mount with cover |  |  |  | NDAA compliant | Accessorio per montaggio ad incasso per Intercom TID-600R ( due colori inclusi grigio scuro e bianco) | Info | 100
Lenti e moduli ottici per telecamere multiottiche e box
Lens |  | A4Z2812CS-MPIR | 3MP Manual Iris CS-Mount |  | 3MP | Lens | NDAA compliant | 1/2.7" CS mount 2.8-10.0mm F1.2-16C Aspherical 3 Megapixel Manual Iris IR Corrected |  | 146
Lens |  | A6Z8516CS-MP | 3MP Varifocal Manual Iris CS-Mount |  | 3MP | Lens | NDAA compliant | 1/2.7" CS mount 8.5-50.0mm F1.6-16C Aspherical 3 Megapixel Varifocal Manual Iris |  | 160
Lens |  | A3Z2812CS-MPWIR | 5MP Varifocal Manual Iris CS-Mount |  | 5MP | Lens | NDAA compliant | 1/2.7" CS mount 2.8-8.5mm F1.2-16C Aspherical 5 Megapixel Varifocal Manual Iris IR Corrected |  | 188
Lens |  | E3Z3915CS-MPWIR | 8MP Manual Iris IR CS-Mount |  | 8MP | Lens | NDAA compliant | 1/1.8" CS mount 3.9-10.0mm, F1.5-16C Aspherical, 8 Megapixel, Varifocal Manual Iris IR Corrected |  | 220
Lens |  | TG3Z0312FCS-MPIR-32 | 3MP Varifocal Auto Iris CS-Mount |  | 3MP | Lens | NDAA compliant | 1/3" CS mount 3.0-8.0mm F1.2-360 Aspherical 3 Megapixel Varifocal DC Drive IR Corrected with 31cm Lens Lead |  | 42
Lens |  | AG4Z2812FCS-MPIR-32 | 3MP Varifocal Auto Iris CS-Mount |  | 3MP | Lens | NDAA compliant | 1/2.7" CS mount 2.8-10.0mm F1.2-360 Aspherical 3 Megapixel Varifocal DC Drive IR Corrected with 31cm Lens Lead |  | 149
Lens |  | AG6Z8516FCS-MP-32 | 3MP Varifocal Auto Iris CS-Mount |  | 3MP | Lens | NDAA compliant | 1/2.7" CS mount 8.5-50.0mm F1.6-360C Aspherical 3 Megapixel Varifocal DC Drive with 31cm Lens Lead |  | 162
Lens |  | AG3Z2812FCS-MPWIR-32 | 5MP Varifocal Auto Iris CS-Mount |  | 5MP | Lens | NDAA compliant | 1/2.7" CS mount 2.8-8.5mm F1.2-360C Aspherical 5 Megapixel Varifocal DC Drive IR Corrected with 31cm Lens Lead |  | 202
Lens |  | EG3Z3915FCS-MPWIR-32 | 8MP Varifocal Auto Iris CS-Mount |  | 8MP | Lens | NDAA compliant | 1/1.8" CS mount 3.9-10.0mm, F1.5-360C Aspherical, 8 Megapixel Varifocal DC Drive IR Corrected with 31cm Lens Lead |  | 236
Lens |  | EG6Z0915FCS-MPWIR-32 | 12MP Varifocal Auto Iris CS-Mount |  | 12MP | Lens | NDAA compliant | 1/1.8" CS mount 9.0-50.0mm F1.5-360C Aspherical 12 Megapixel Varifocal DC Drive IR Corrected with 31cm Lens Lead |  | 395
Lens |  | AG3Z2812KCS-MPWIR-32 | 5MP Varifocal P-Iris CS-Mount |  | 5MP | Lens | NDAA compliant | 1/2.7" CS mount 2.8-8.5mm F1.2-16C Aspherical 5 Megapixel Varifocal P-Iris Drive IR Corrected with 31cm Lens Lead |  | 221
Lens |  | EG3Z3915KCS-MPWIR | 8MP Varifocal P-Iris CS-Mount |  | 8MP | Lens | NDAA compliant | 1/1.8" CS mount 3.9-10.0mm, F1.5-16C Aspherical, 8 Megapixel Varifocal P-Iris Drive IR Corrected with V-Cable 31cm Lens Lead |  | 258
Lens |  | EG6Z0915KCS-MPWIR-V32 | 12MP Varifocal P-Iris CS-Mount |  | 12MP | Lens | NDAA compliant | 1/1.8" CS mount 9.0-50.0mm F1.5-360C Aspherical 12 Megapixel Varifocal "P-Iris" Drive IR Corrected with 31cm Lens Lead |  | 403
Lens |  | AG3Z2812TCS-MPWIR-32 | 5MP Varifocal iCS CS-Mount |  | 5MP | Lens | NDAA compliant | 1/2.7" CS mount 2.8-8.5mm F1.2-16C Aspherical 5 Megapixel Varifocal iCS Drive IR Corrected with 31cm Lens Lead |  | 365
Lens |  | EG3Z3915TCS-MPWIR-32 | 8MP Varifocal iCS CS-Mount |  | 8MP | Lens | NDAA compliant | 1/1.8" CS mount 3.9-10.0mm, F1.5-16C Aspherical, 8 Megapixel Varifocal iCS Drive IR Corrected with 31cm Lens Lead |  | 358
Lens |  | EG6Z0915TCS-MPWIR-32 | 12 MP Varifocal iCS CS-Mount |  | 12MP | Lens | NDAA compliant | 1/1.8" CS mount 9.0-50.0mm F1.5-360C Aspherical 12 Megapixel Varifocal "with P-Iris connector" Drive IR Corrected with 31cm Lens Lead |  | 764
Lens |  | SLA-T2480 | 2.4mm Lens/Imager straight body for XNB-6001 (8.0m cable) |  | 2MP | Lens | NDAA compliant | Modulo obiettivo da 2 MP per XNB-6001, X Series, 2MP, WDR 120dB, day/night elet., H.265, Wisestream II,Ill.min. Colore : 0,45 lux (F2.0), Focale fissa: 2,4 mm , Connettore vs XNB-6001: RJ12, 12V DC, PoE, Cavo : 8m | Info | 214
Lens |  | SLA-T2480WA | 2MP Lens Module |  | 2MP | Lens | NDAA Compliant | 1/2.8" 2MP CMOS con 2.4mm modulo obiettivo fisso, FoV: H: 138˚, V: 73˚,Colore: 0.045Lux(F2.0, 1/30sec, 30IRE) BW: 0.045Lux(F2.0, 1/30sec, 30IRE) con PNM-9000QB, XNB-6002, Dimensione prodotto / Peso ø24x49.8mm(ø0.94x1.96"), 101g(0.22lb), IP66, NEMA 4X | Info | 275
Lens |  | SLA-T2480WDA | 2MP Waterproof Dome Lens Module |  | 2MP | Lens | NDAA Compliant | 1/2.8" 2MP CMOS con 2.4mm modulo obiettivo fisso, FoV: H: 138˚, V: 73˚,Color: 0.045Lux(F2.0, 1/30sec, 30IRE) BW: 0.045Lux(F2.0, 1/30sec, 30IRE), Dimensioni prodotto / Peso: ø110.0x77.0mm(ø3.54x2.36"), 450g(0.99lb), EN IEC 63000, IEC 60529 IP66, IEC 62262 IK10, NEMA 250 type 4X | Info | 275
Lens |  | SLA-T2480A | 2.4mm Lens/Imager straight body for PNM-9000QB, XNB-6002 (8.0m cable) |  | 2MP | Lens | NDAA compliant | Modulo camera 1/2.8" 2MP CMOS con ottica fissa da 2.4mm per PNM-9000QB, XNB-6002, FoV: H: 138˚, V: 73˚, 0.45Lux, WDR (120dB), Electrical Day&Night |  | 214
Lens |  | SLA-T2480V | 2.4mm Lens/Imager right angle body for XNB-6001 (8.0m cable) |  | 2MP | Lens | NDAA compliant | Modulo obiettivo da 2 MP per XNB-6001, X Series, 2MP, WDR 120dB, day/night elet., H.265, Wisestream II,Ill.min. Colore : 0,45 lux (F2.0), Focale fissa: 2,4 mm , Connettore vs XNB-6001: RJ12, 12V DC, PoE, Cavo : 8m | Info | 214
Lens |  | SLA-T2480VA | 2.4mm Lens/Imager right angle body for PNM-9000QB, XNB-6002 (8.0m cable) |  | 2MP | Lens | NDAA compliant | Modulo camera 1/2.8" 2MP CMOS con ottica fissa da 2.4mm per PNM-9000QB, XNB-6002, FoV: H: 138˚, V: 73˚, 0.45Lux, WDR (120dB), Electrical Day&Night |  | 214
Lens |  | SLA-T4680 | 4.6mm Lens/Imager straight body for XNB-6001 (8.0m cable) |  | 2MP | Lens | NDAA compliant | Modulo obiettivo da 2 MP per XNB-6001, X Series, 2MP, WDR 120dB, day/night elet., H.265, Wisestream II,Ill.min. Colore : 0,06 lux (F2.5), Pin-hole: 4,6 mm , Connettore vs XNB-6001: RJ12, 12V DC, PoE, Cavo : 8m | Info | 214
Lens |  | SLA-T4680A | 4.6mm Lens/Imager straight body for PNM-9000QB, XNB-6002 (8.0m cable) |  | 2MP | Lens | NDAA compliant | Modulo camera 1/2.8" 2MP CMOS con ottica fissa da 4.6mm per PNM-9000QB, XNB-6002, FoV: H: 73˚, V: 39˚, 0.06Lux, WDR (120dB), Electrical Day&Night |  | 214
Lens |  | SLA-T4680V | 4.6mm Lens/Imager right angle body for XNB-6001 (8.0m cable) |  | 2MP | Lens | NDAA compliant | Modulo obiettivo da 2 MP per XNB-6001, X Series, 2MP, WDR 120dB, day/night elet., H.265, Wisestream II,Ill.min. Colore : 0,06 lux (F2.5), Pin-hole: 4,6 mm , Connettore vs XNB-6001 RJ12, 12V DC, PoE, Cavo : 8m | Info | 214
Lens |  | SLA-T4680VA | 4.6mm Lens/Imager right angle body for PNM-9000QB, XNB-6002 (8.0m cable) |  | 2MP | Lens | NDAA compliant | Modulo camera 1/2.8" 2MP CMOS con ottica fissa da 4.6mm per PNM-9000QB, XNB-6002, FoV: H: 73˚, V: 39˚, 0.06Lux, WDR (120dB), Electrical Day&Night |  | 214
Lens |  | SLA-T1080F | 1.6mm Lens/Imager straight body for XNB-6001 (8.0m cable) |  | 2MP | Lens | NDAA compliant | Modulo obiettivo da 2 MP per XNB-6001, X Series, 2MP, WDR 120dB, day/night elet., H.265, Wisestream II,Ill.min. Colore : 0,3 lux (F1.6), Focale fissa: 1,6 mm , Connettore vs XNB-6001: RJ12, 12V DC, PoE, Cavo : 8m | Info | 287
Lens |  | SLA-T1080FA | 1.6mm Lens/Imager straight body for PNM-9000QB, XNB-6002 (8.0m cable) |  | 2MP | Lens | NDAA compliant | Modulo camera 1/2.8" 2MP CMOS con ottica fissa da 1.6mm per PNM-9000QB, XNB-6002, FoV: H: 187˚, V: 113.9˚, 0.03Lux, WDR (120dB), Electrical Day&Night |  | 287
Lens |  | SLA-T4680D | Door Jamb Lens (black) |  | 2MP | Lens | NDAA compliant | Modulo obiettivo stipite porta, compatibile con XNB-6001, risoluzione Max. 2Megapixel (1920 x 1080), ottica fissa da 4.6mm, 0.06Lux@F2.5, cavo da 8m,Pan orientabile ± 30 gradi, colore nero | Info | 250
Lens |  | SLA-T4680DS | Door Jamb Lens (silver) |  | 2MP | Lens | NDAA compliant | Modulo obiettivo stipite porta, compatibile con XNB-6001, risoluzione Max. 2Megapixel (1920 x 1080), ottica fissa da 4.6mm, 0.06Lux@F2.5, cavo da 8m,Pan orientabile ± 30 gradi, colore argento |  | 250
Lens |  | SLA-T4680DA | Door Jamb Lens (black) |  | 2MP | Lens | NDAA compliant | 2MP Door Jamb Pinhole lens module with a 4.6mm fixed lens, compatible with XNB-6002 (not included), FoV: H: 73˚, V: 39˚, 0.06Lux, WDR (120dB), Electrical Day&Night, Black colour | Info | 270
Lens |  | SLA-T4680DSA | Door Jamb Lens (silver) |  | 2MP | Lens | NDAA compliant | 2MP Door Jamb Pinhole lens module with a 4.6mm fixed lens, compatible with XNB-6002 (not included), FoV: H: 73˚, V: 39˚, 0.06Lux, WDR (120dB), Electrical Day&Night, Silver colour | Info | 270
Lens |  | SLA-T4680DW | Door Jamb Lens (white) Special order ONLY |  | 2MP | Lens | NDAA compliant | Modulo obiettivo stipite porta, compatibile con XNB-6001, risoluzione Max. 2Megapixel (1920 x 1080), ottica fissa da 4.6mm, 0.06Lux@F2.5, cavo da 8m,Pan orientabile ± 30 gradi, colore bianco |  | 250
Lens |  | SLA-2M2400Q | PNM-9000VQ e PNM-9002VQ Lens module |  | 2MP | Lens | NDAA compliant | Ottica per PNM-9000VQ e PNM-9002VQ, 1/2.8" 2M CMOS, Progressive Scan, ottica fissa 2,4mm FoV: H: 135.4˚, V: 71.2˚, F2.0, WDR 150dB | Info | 60
Lens |  | SLA-2M2800Q | PNM-9000VQ e PNM-9002VQ Lens module |  | 2MP | Lens | Prodotto End Of Life, Disponibilità Limitata | Ottica per PNM-9000VQ e PNM-9002VQ, 1/2.8" 2M CMOS, Progressive Scan, ottica fissa 2,8mm FoV: H: 107.4˚, V: 62.2˚, F2.0, WDR 150dB | Info | 60
Lens |  | SLA-2M3600Q | PNM-9000VQ e PNM-9002VQ Lens module |  | 2MP | Lens | NDAA compliant | Ottica per PNM-9000VQ e PNM-9002VQ, 1/2.8" 2M CMOS, Progressive Scan, ottica fissa 3,6mm FoV: H: 94.8˚, V: 49.3˚, F2.0, WDR 150dB | Info | 60
Lens |  | SLA-2M6000Q | PNM-9000VQ e PNM-9002VQ Lens module |  | 2MP | Lens | NDAA compliant | Ottica per PNM-9000VQ e PNM-9002VQ, 1/2.8" 2M CMOS, Progressive Scan, ottica fissa 6mm FoV: H: 50.4˚, V: 28.8˚, F2.0, WDR 150dB | Info | 83
Lens |  | SLA-5M3700Q | PNM-9000VQ e PNM-9002VQ Lens module |  | 5MP | Lens | NDAA compliant | Ottica per PNM-9000VQ e PNM-9002VQ, 1/2.8" 5M CMOS, Progressive Scan, ottica fissa 3,7mm FoV: H: 97.5˚, V: 71.9˚, F1.6, WDR 120dB | Info | 116
Lens |  | SLA-5M4600Q | PNM-9000VQ e PNM-9002VQ Lens module |  | 5MP | Lens | Prodotto End Of Life, Disponibilità Limitata | Ottica per PNM-9000VQ e PNM-9002VQ, 1/2.8" 5M CMOS, Progressive Scan, ottica fissa 4,6mm FoV: H: 77.9˚, V: 57.9˚,F1.6, WDR 120dB | Info | 116
Lens |  | SLA-2M2400P | PNM-9320VQP Lens module |  | 2MP | Lens | NDAA compliant | Ottica per PNM-9322VQP, 1/2.8" 2M CMOS, Progressive Scan, ottica fissa 2,4mm F2.0, WDR 150dB | Info | 60
Lens |  | SLA-2M2800P | PNM-9320VQP Lens module |  | 2MP | Lens | Prodotto End Of Life, Disponibilità Limitata | Ottica per PNM-9322VQP, 1/2.8" 2M CMOS, Progressive Scan, ottica fissa 2,8mm F2.0, WDR 150dB | Info | 60
Lens |  | SLA-2M3600P | PNM-9320VQP Lens module |  | 2MP | Lens | NDAA compliant | Ottica per PNM-9322VQP, 1/2.8" 2M CMOS, Progressive Scan, ottica fissa 3,6mm F2.0, WDR 150dB | Info | 60
Lens |  | SLA-2M6000P | PNM-9320VQP Lens module |  | 2MP | Lens | NDAA compliant | Ottica per PNM-9322VQP, 1/2.8" 2M CMOS, Progressive Scan, ottica fissa 6mm F2.0, WDR 150dB | Info | 60
Lens |  | SLA-2M1200P | PNM-9320VQP Lens module |  | 2MP | Lens | NDAA compliant | Ottica per PNM-9322VQP, 1/2.8" 2M CMOS, Progressive Scan, ottica fissa 12mm F2.0, WDR 150dB | Info | 60
Lens |  | SLA-5M3700P | PNM-9320VQP Lens module |  | 5MP | Lens | NDAA compliant | Ottica per PNM-9322VQP, 1/2.8" 5M CMOS, Progressive Scan, ottica fissa 3,7mm F1.6, WDR 120dB | Info | 116
Lens |  | SLA-5M4600P | PNM-9320VQP Lens module |  | 5MP | Lens | NDAA compliant | Ottica per PNM-9322VQP, 1/2.8" 5M CMOS, Progressive Scan, ottica fissa 4,6mm F1.6, WDR 120dB | Info | 116
Lens |  | SLA-5M7000P | PNM-9320VQP Lens module |  | 5MP | Lens | NDAA compliant | Ottica per PNM-9322VQP, 1/2.8" 5M CMOS, Progressive Scan, ottica fissa 7mm F1.6, WDR 120dB | Info | 116
Lens |  | SLA-M2890DN | Megapixel DC-iris Lens |  |  | Lens | NDAA compliant | Lens, 1/2.8", 3 MP, Vari-focal (2.8-9.0mm), Auto DC Iris, CS-Mount | Info | 195
Lens |  | SLA-M2890PN | Megapixel P-iris Lens |  |  | Lens | NDAA compliant | Lens, 1/2.8", 3 MP, Vari-focal (2.8-9.0mm), Auto P Iris, CS-Mount | Info | 232
Lens |  | SLA-M8550D | Lens, 1/2.8" 8.5-50mm V/F DC Iris CS-Mount |  |  | Lens | NDAA compliant | Lens, 1/2.8", 3 MP, Vari-focal (8.5-50.0mm), Auto DC Iris, CS-Mount | Info | 246
Lens |  | TAMRON-M13VG550IR | 2MP Lens DC Iris CS-Mount |  |  | Lens | NDAA compliant | 3MP Lens, 1/3", Vari-focal (5-50mm), DC Auto Iris, CS-Mount, TAMRON |  | 280
Lens |  | TAMRON-M118VP413IR | 5MP Lens P Iris C-Mount |  |  | Lens | NDAA Compliant | 5MP Lens, 1/1.8", varifocal (4-13mm), P Iris, C-Mount, TAMRON |  | 380
Lens |  | TAMRON-M13VG2713IR | 2MP Lens DC Iris CS-Mount |  |  | Lens | NDAA compliant | 3MP Lens, 1/2.7", Vari-focal (2.7-13mm), DC Auto Iris, CS-Mount, TAMRON |  | 180
Lens |  | TAMRON-M13VM288IR | 2MP Lens Manual Iris CS-Mount |  |  | Lens | NDAA compliant | 3MP Lens, 1/2.7", Vari-focal (2.8-8mm), P Iris, CS-Mount, TAMRON |  | 230
Lens |  | TAMRON-M118VM413IR | 5MP Lens manual DC Iris C-Mount |  |  | Lens | NDAA compliant | 5MP Lens, 1/1.8", Vari-focal (4-13mm), DC Auto Iris, C-Mount, TAMRON |  | 470
Lens |  | TAMRON-M118VP1250IR | 5MP Lens P Iris CS-Mount |  |  | Lens | NDAA compliant | 5MP Lens, 1/1.8", Vari-focal (12-50mm), P Iris, CS-Mount, TAMRON |  | 360
Lens |  | TAMRON-M13VG288IR | 2MP Lens DC Iris CS-Mount |  |  | Lens | NDAA compliant | 3MP Lens, 1/2.7", Vari-focal (2.8-8mm), DC Auto Iris, CS-Mount, TAMRON |  | 210
Lens |  | TAMRON-M13VG850IR | 2MP Lens DC Iris CS-Mount |  |  | Lens | NDAA compliant | 3MP Lens, 1/2.7", Vari-focal (8-50mm), DC Auto Iris, CS-Mount, TAMRON |  | 360
Lens |  | TAMRON-M13VP288IR130 | 2MP Lens P Iris CS-Mount |  |  | Lens | NDAA compliant | 3MP Lens, 1/2.7", Vari-focal (2.8-8mm), P Iris, CS-Mount, TAMRON |  | 220
Lens |  | TAMRON-M13VP850IR130 | 2MP Lens P Iris CS-Mount |  |  | Lens | NDAA compliant | 3MP Lens, 1/2.7", Vari-focal (8-50mm), P Iris, CS-Mount, TAMRON |  | 400
Lens |  | TAMRON-M118VG413IR | 5MP Lens DC Iris CS-Mount |  |  | Lens | NDAA compliant | 5MP Lens, 1/1.8", Vari-focal (4-13mm), DC Auto Iris, CS-Mount, TAMRON |  | 360
Lens |  | TAMRON-M118VG1250IR | 5MP Lens DC Iris CS-Mount |  |  | Lens | NDAA compliant | 5MP Lens, 1/1.8", Vari-focal (12-50mm), DC Auto Iris, CS-Mount, TAMRON |  | 360
Lens |  | TAMRON-M118VP413IRCS | 5MP Lens P Iris CS-Mount |  |  | Lens | NDAA compliant | 5MP Lens, 1/1.8", Vari-focal (4-13mm), P Iris, CS-Mount, TAMRON |  | 337
Lens |  | TAMRON-M117VG3817IR | Lens, 1/1.7" 3.8-17mm V/F DC Iris CS-Mount |  |  | Lens | NDAA compliant | 8MP Lens, 1/1.7", Vari-focal (3.8-17mm), DC Auto Iris, CS-Mount, TAMRON |  | 300
Accessori
Accessory |  | SBV-121WCW | Weather Cap |  |  |  | NDAA Compliant | Weather Cap Compatible with QNV-C8013R/C8023R | Info | 30
Accessory |  | SHP-1563FW | Flush mount |  |  |  | NDAA compliant | PTZ-Plus flush mount, white color. Compatible with XNP-9250/9250R/8250/8250R/6400/6400R, QNP-6320R/6250R, XNP-C6403/C8253/C9253, XNP-C6403R/C8253R/C9253R | Info | 112
Accessory |  | SHP-1680FPW | Plenum flush mount |  |  |  | NDAA compliant | White color PTZ flush mount. Compatible with HCP-6320/6320A, QNP-6230/6250/6320, XNP-6320/6321/6120H | Info | 159
Accessory |  | SHD-1201FPW | In-ceilling housing |  |  |  | NDAA compliant | Plenum In-ceiling mount compatible with QNV-C8013R/C8023R | Info | 100
Accessory |  | SHD-1350P | In-Ceiling Housing |  |  |  | NDAA compliant | In-ceiling Retrofit Spacer, Compatible with SHD-3000F4 (In-ceiling Mount) / XND-6083RV, PND-A6081RV | Info | 35
Accessory |  | SHD-1600FW | In-ceiling Mount |  |  |  | NDAA compliant | In-ceiling mount compatible with XND-C6083RV, XND-C7083RV, XND-C8083RV, XND-C9083RV | Info | 65
Accessory |  | SBP-C15H | 1.5” coupler (White) |  |  |  | NDAA compliant | 1.5" Coupler (White) Pack of 4 compatible with Ceiling mount SBP-140CMB, SBP-180CMB, SBP-180CMS Hanging Adaptor SBP-099HMW, SBP-120HMW, SBP-140HMW, SBP-160HMW1, SBP-180HMW1, SBP-200HMW, SBP-250HMW, SBP-315HMW, SBP-156HMW | Info | 80
Accessory |  | SPP-C7200 | Cable for audio/alarm |  |  |  | NDAA compliant | Audio and Alarm cable compatible with QND-C8013R/C8023R Pack of 3 | Info | 50
Accessory |  | SPP-C12020P | BCR Camera Cable |  |  | M12 Power Cable | NDAA compliant | BCR Camera M12 Power cable, 2 meters length, IP67 rated, black colour, connector A is pre-terminated M12, connector B is unterminated cable cores. Compatible with TNS-9040IBC, TNS-9050IBC, TNS-9060IBC. | Info | 79
Accessory |  | SPP-C12050P | BCR Camera Cable |  |  | M12 Power Cable | NDAA compliant | BCR Camera M12 Power cable, 5 meters length, IP67 rated, black colour, connector A is pre-terminated M12, connector B is unterminated cable cores. Compatible with TNS-9040IBC, TNS-9050IBC, TNS-9060IBC. | Info | 97
Accessory |  | SPP-C12100P | BCR Camera Cable |  |  | M12 Power Cable | NDAA compliant | BCR Camera M12 Power cable, 10 meters length, IP67 rated, black colour, connector A is pre-terminated M12, connector B is unterminated cable cores. Compatible with TNS-9040IBC, TNS-9050IBC, TNS-9060IBC. | Info | 116
Accessory |  | SPP-C08020E | BCR Camera Cable |  |  | M12 Ethernet Cable | NDAA compliant | BCR Camera M12 Ethernet cable, 2 meters length, IP68 rated, blue colour, connector A is pre-terminated M12, connector B is pre-terminated RJ45. Compatible with TNS-9040IBC, TNS-9050IBC, TNS-9060IBC. | Info | 79
Accessory |  | SPP-C08050E | BCR Camera Cable |  |  | M12 Ethernet Cable | NDAA compliant | BCR Camera M12 Ethernet cable, 5 meters length, IP68 rated, blue colour, connector A is pre-terminated M12, connector B is pre-terminated RJ45. Compatible with TNS-9040IBC, TNS-9050IBC, TNS-9060IBC. | Info | 97
Accessory |  | SPP-C08100E | BCR Camera Cable |  |  | M12 Ethernet Cable | NDAA compliant | BCR Camera M12 Ethernet cable, 10 meters length, IP68 rated, blue colour, connector A is pre-terminated M12, connector B is pre-terminated RJ45. Compatible with TNS-9040IBC, TNS-9050IBC, TNS-9060IBC. | Info | 116
Accessory |  | ENC-LRG-PSU-220-12V5A | Large Universal Enclosure |  |  |  | NDAA compliant | Hanwha box universale progettato per accogliere una larga parte di dispositivi di terze parti quali sistemi di controllo accessi, automazione industriale e dispositivi di rete. Disegnato con supporto posteriore che garantisce flessibilità di installazione e posizionamento dell'hardware con diretto montaggio su barra din. Include sportello rimovibile con serratura di sicurezza, tamper switch anteriore e posteriore per sicurezza aggiuntiva. Alimentatore 90-264V CA, 50/60Hz, potenza nominale 5A, fornisce uscita di carica della batteria da 13,8v, 500 mA, supporta fino a 2 batterie da 12V e 17Ah per alimentazione di backup. 12 Viti che supportano il posizionamento dei moduli Hanwha WACS. Dimensioni H520mm x L418 mm, P105mm. |  | 408
Accessory |  | ENC-MED-PSU-POE++3A | Medium Universal Enclosure |  |  |  | NDAA compliant | Hanwha box universale progettato per accogliere una larga parte di dispositivi di terze parti quali sistemi di controllo accessi, automazione industriale e dispositivi di rete. Disegnato con supporto posteriore che garantisce flessibilità di installazione e posizionamento dell'hardware con diretto montaggio su barra din. Include sportello rimovibile con serratura di sicurezza, tamper switch anteriore e posteriore per sicurezza aggiuntiva. PoE/PoE+/PoE++ PSU (rated @ PoE 300mA, PoE+ 1A & PoE++ 3A, fornisce uscita di carica della batteria da 13,8v, 500 mA, supporta fino a 2 batterie da 12V e 17Ah per alimentazione di backup. 4 Viti che supportano il posizionamento dei moduli Hanwha WACS. Dimensioni H350mm x L398 mm, P103mm. |  | 354
Accessory |  | ENC-SPARE-KEY | Optional Spare Key |  |  |  | NDAA compliant | Hanwha box universale medio/grande chiavi di ricambio per serratura. |  | 6
Accessory |  | SHD-1200FW | Flush mount |  |  |  | NDAA Compliant | Lite In-ceiling mount compatible with QNV-C8013R/8023R | Info | 80
Accessory |  | SHD-1101FW | Flush mount |  |  |  | NDAA Compliant | Lite In-ceiling mount compatible with QND-C8013R/C8023R | Info | 80
Accessory |  | SHD-1100FPW | Plenum flush mount |  |  |  | NDAA Compliant | Plenum In-ceiling mount compatible with QND-C8013R/C8023R | Info | 100
Accessory |  | SBD-110GPA | Installation Kit |  |  |  | NDAA Compliant | Installation kit for TNV-C8014RM & TNV-C8034RM, includes mount plate and M12 to RJ45 adapter | Info | 80
Accessory |  | SBP-C35H | Ceiling Mount Coupler |  |  |  | NDAA Compliant | Ceiling mount coupler (for pipe extension), compatible with SBP-150CMP, SBP-300CMP, SBP-900CMP | Info | 80
Accessory |  | SBP-C15NP | Thread Converter |  |  |  | NDAA Compliant | 1.5” NPT to PF thread converter, to support compatibility with NPT threaded pipes | Info | 20
Accessory |  | SBV-140WCBW | Weather Cap |  |  |  | NDAA Compliant | Polycarbonate Weather Cap compatible with TNV-C8011RW | Info | 30
Accessory |  | SBP-200C | Mounting Hole Cover |  |  |  | NDAA compliant | Mount Plate Pack of 5 for SBP-250WMW & SBP-400WMW compatible with PNM-C16013RVQ | Info | 30
Accessory |  | SBP-150NBW | Cabinet |  |  |  | NDAA compliant | Installation Cabinet compatible with SBP-250WMW, SBP-156WMW, SBP-400WMW, SBP-150PMW. Direct camera compatible with QNV-C8083R/C9083R, XND-C6083RV/C7083RV/C8083RV/C9083RV, XNV-C6083R/C7083R/C8083R/C9083R, XND-6083RV/8083RV/9083RV, XNV-6083R/8083R/8093R/9083R, | Info | 620
Accessory |  | SBP-150PMW | Pole Mount |  |  |  | NDAA compliant | Pole mount compatible with SBP-150NBW for TNU-6321 & TNU-4041T/4051T | Info | 230
Accessory |  | SPB-PTZ95W | Smoked Dome Cover |  |  |  | NDAA compliant | Smoke Dome Cover compatible with XNP-C7310R & XNP-C9310R | Info | 133
Accessory |  | SPG-PTZ95W | Black Dome Cover |  |  |  | NDAA compliant | Dome Cover compatible with XNP-C7310R & XNP-C9310R | Info | 133
Accessory |  | SBP-142CMW | Ceiling Mount |  |  |  | NDAA compliant | Ceiling Mount compatible with TNM-3620TDY, TNMC3620TDR/C3622TDR | info | 133
Accessory |  | SBP-142WMW | Wall Mount |  |  |  | NDAA compliant | Wall Mount compatible with TNM-3620TDY, TNMC3620TDR/C3622TDR | info | 267
Accessory |  | SPP-C1900 | HDMI Cable |  |  |  | NDAA compliant | HDMI Cable Pack of 3 compatible with QNV-C6083R | Info | 100
Accessory |  | SHP-1730FPW | Flush mount |  |  |  | NDAA compliant | Plenum rated In-ceiling mount compatible with: XNP-C7310R & C9310R | Info | 185
Accessory |  | SBP-315C | Mounting Hole Cover |  |  |  | NDAA compliant | Mount Plate Pack of 5 for SBP-250WMW & SBP-400WMW compatible with PNM-9084RQZ/RQZ1, PNM-9085RQZ/RQZ1 | Info | 30
Accessory |  | SBP-250C | Mounting Hole Cover |  |  |  | NDAA compliant | Mount Plate Pack of 5 for SBP-250WMW & SBP-400WMW compatible with PNM-C16083RVQ/C32083RVQ, PNM-8082VT, PNM-9084QZ/QZ1, PNM-9022V, PNM-C9022RV, PNM-9031RV | Info | 30
Accessory |  | SBC-140WB | Skin cover in black |  |  |  | NDAA compliant | Skin cover in black compatible with TNV-C8011RW | Info | 40
Accessory |  | SBS-165B | Back Box |  |  |  | NDAA compliant | Back Box for TID-600R intercom | Info | 49
Accessory |  | SBC-200B | Skin Cover |  |  |  | NDAA compliant | Black Skin Cover for PNM-C16013RVQ Pack of 3 | Info | 50
Accessory |  | SBU-500PM | Pole Mount |  |  |  | NDAA compliant | Pole Mount compatible with SBU-500WM | Info | 667
Accessory |  | SPP-C45W | Cable |  |  |  | NDAA compliant | RJ45 type converting cable (Plugin to Pigtail), compatible QNV-6012R(1)/6022R(1)/6072R(1)/6082R(1), QNV-7012R/7022R/7032R/7082R,QNV-8010R/20R/80R, QNV-C6083R/C8083R/C9083R Pack of 5 | Info | 67
Accessory |  | SPP-C45WA | Cable |  |  |  | NDAA compliant | RJ45 type converting cable (Plugin to Pigtail), compatible with ANV-L6012R/L6082R, ANV-L7012R/L7082R Pack of 5 | Info | 67
Accessory |  | SBP-156HMWP | Hanging Adaptor |  |  |  | NDAA compliant | Aluminum Hanging Mount adaptor. Compatible with PNM-C34404RQPZ | Info | 400
Accessory |  | SHD-2500FPW | In-ceiling Mount |  |  |  | NDAA Compliant | In-ceiling Mount for PNM-C32083RVQ and PNM-C16083RVQ | Info | 250
Accessory |  | SBP-156HMWR | Hanging Adaptor |  |  |  | NDAA compliant | Aluminum Hanging Mount adaptor. Compatible with XNP-6400/8250/9250,XNP-C6403/C8253/C9253/C7310R/C9310R | Info | 367
Accessory |  | SBP-400WMW | Outdoor Wall & Pole Mount |  |  |  | NDAA compliant | Wall & Pole Mount (White) Compatible with SBP-200C, SBP-250C, SBP-315C, SBP-115PFA, SBP-115PA, SPO-8315, SPO-6011. Multisensor camera accessory: PNM-9085, PNM-9084, PNM-16083, PNM-32083, PNM-34404. | Info | 317
Accessory |  | SBV-140TBW | Tilt Mount |  |  |  | NDAA compliant | Tilt Mount for TNV-C8011RW | Info | 35
Accessory |  | SHD-2000FPW | In-ceiling Mount |  |  |  | NDAA compliant | Plenum rated In-ceiling mount compatible with: PNM-C16013RVQ | Info | 170
Accessory |  | SBP-250WMW | Wall&Pole Mount |  |  |  | NDAA compliant | staffaggio da muro compatibile con: Aggangio diretto: QNV-C8083R/C9083R, XND-C6083RV/C7083RV/C8083RV/C9083RV, XNV-C6083R/C7083R/C8083R/C9083R, XND-6083RV/8083RV/9083RV, XNV-6083R/8083R/8093R/9083R, PNV-A9081R/A6081R/A6081R-E1T/A6081R-E2T, XNV-6083RZ/8083RZ/9083RZ, etc. 2. Con accessorio SBP-115PA : XNP-6400/8250/9250, XNP-6400R/8250R/9250R, XNP-6400RW/8300RW/9300RW, XNP-C6403/C8253/C9253, XNP-C6403R/C8253R/C9253R, XNP-C6403RW/C8303RW/C9303RW, XNP-C7310R/C9310R, QNP-6250R/6320R 3. Con accessorio SBP-115PFA : SBP-099HMW/120HMW/140HMW/160HMW1/180HMW1/200HMW/215HMW/250HMW/315HMW e altri 4. Piastra di supporto: : SBD-110GP1, SBD-090GP 5. Con accessorio (SBP-200C/250C/315C) : PNM-C16013RVQ, PNM-C16083RVQ/C32083RVQ, PNM-9084RQZ/9085RQZ ed altri | Info | 160
Accessory |  | SBP-115PFA | Wall&Pole Adaptor |  |  |  | NDAA compliant | staffa montaggio SBP-250WMW & SBP-400WMW compatibile con SBP-180HMW1/200HMW/215HMW/250HMW/315HMW, confezione da 3 pezzi | Info | 150
Accessory |  | SBP-115PA | Wall&Pole Mount |  |  |  | NDAA compliant | Adattatore per Speed dome SBP-250WMW & SBP-400WMW compatibile con XNP-C7310R/C9310R, XNP-C6403/C8253/C9253, XNP-6400/8250/9250, confezione da 3 pezzi | Info | 150
Accessory |  | SHD-1370FPW | In-ceiling Housing |  |  |  | NDAA compliant | Aluminum In-Ceiling Housing, RAL9003, Compatible with PNV-A6081R/A9081R, XNV-8082R/9082R, XNV-6083R/8083R/8093R/9083R, XNV-6123R, XNV-6083Z/8083Z, XNV-6083RZ/8083RZ/9083RZ | Info | 125
Accessory |  | SHD-1200FPW | In-ceilling housing |  |  |  | NDAA compliant | Custodia in Alluminio per installazione a soffitto da incasso, ø180x100.7mm (ø7.09x3.96") / 676.4g (1.49lb), compatibile con QNV-C8011R/C9011R, QNV-C8012 | Info | 76
Accessory |  | SBP-125WMW1 | Wall Mount |  |  |  | NDAA compliant | Plastica/Aluminio montaggio a muro (corpo- Aluminio, copertura- Policarbonato), Peso : 505g (1.11lb), Dimensioni: 174.4x128.5x118.3mm (6.87x5.06x4.66"), bianca, Compatibile con QNV-C8011R/C8012/C9011R, QND-6011/6021/8011/8021, QND-6012R/22R, QND-6072R/82R, QNE-8011R/21R, LND-6012R/22R/72R, QND-7012R/22R/82R | Info | 65
Accessory |  | SHD-3000F5 | In-ceiling Mount |  |  |  | NDAA compliant | Polycanonate In-ceiling Flush Mount, Aluminum, UL2820 Plenum rated, 352 x 109mm (Ø13.86 x 4.29"), 2550g (5.62lb), White, Compatible withCompatible with the PNM-9000VQ & PNM-9002VQ ※ For further compatible models, please visit our website or use Toolbox | Info | 250
Accessory |  | SBP-140CMT | Tile Grid Ceiling Mount |  |  |  | NDAA compliant | Tile Grid Ceiling Mount, Aluminum, White, dimensions ø140x27.5mm (ø5.51"x1.08"), weight 230g(0.51lb) ※ For further compatible models, please visit our website or use Toolbox | Info | 155
Accessory |  | SBP-180CMS | Ball Head Ceiling Mount Base |  |  |  | NDAA compliant | Ball Head Ceiling Mount Base, Aluminum, White, dimensions ø180x86.5mm(ø7.09x3.41"), weight 970g(2.14lb), competible with SBP-C15P, SBP-150CMP/300CMP/900CMP etc. (Pipe extention can be supported only 1 time) ※ For further compatible models, please visit our website or use Toolbox | Info | 170
Accessory |  | SBP-300CMTS | Ball Head Ceiling Mount |  |  |  | NDAA compliant | Ball Head Ceiling Mount, Aluminum, White, weight 3,750g(8.27lb), ø180x956.5~1667.5mm (ø7.09x37.66~65.65"), compatible with - Hanging Adaptor : SBP-120HMW/140HMW/160HMW1/180HMW1, etc,- Pipe extension : SBP-C15P, SBP-150CMP/300CMP/900CMP ※ For further compatible models, please visit our website or use Toolbox | Info | 440
Accessory |  | SHD-1400FPW | In-ceiling Mount |  |  |  | NDAA compliant | In-ceiling mount plenum for QNV-C8083R/C9083R | Info | 135
Accessory |  | SHD-1400FW | In-ceiling Mount |  |  |  | NDAA compliant | In-ceiling mount for QNV-C8083R/C9083R | Info | 79
Accessory |  | SHD-1408FPW | In-ceiling Housing |  |  |  | NDAA compliant | Polycarbonate In-ceiling Flush Mount for Dome cameras, Ø209mm x H115mm (8.23" x 4.53"), 1,020g (2.25 lb), White, Compatible with HCD-6080R/7070RA, QND-6082R/8080R, XNV-6010/6020R/8020R/8030R/8040R, HCV-7010RA/7020RA/7030RA/6080R/6070R, LNV-6012R/6022R/6032R/6072R, QNV-6012R/6022R/6032R/6082R/8010R/8020R/8030R/8080r, XND-6080V/6080RV/8080RV, XND-L6080V/6080RV, XNP-6040H | Info | 125
Accessory |  | SBV-140WW | Waterproof Back Box |  |  |  | NDAA compliant | Waterproof Back Box, Almunum, White, weight 835g(1.84lb), ø144.2x64.5mm(ø5.68x2.54"), TR20, compatible with QNV-C8083R/C9083R, QNV-C8011R/C8012/C9011R, QND-6011/6021,QND-8011/8021, QND-6012R/6022R/6082R, QND-7012R/7022R/7082R, QNE-8011R/8021R | Info | 76
Accessory |  | SBO-140WW | Waterproof Back Box |  |  |  | NDAA compliant | Waterproof Back Box, Almunum, White, weight 870g(1.92lb), TR20, compatible with QNO-C8083R/C9083R, ANO-L6012R/22R/82R, ANO-L7012R/22R/82R | Info | 76
Accessory |  | SBP-200HMW | Hanging Mount |  |  |  | NDAA compliant | Aluminum Hanging Mount, Product dimensions / Weight: ø215x67mm (ø8.46x2.64") / 000g (0.00lb), Mount screw size: TR20, White, compatible with PNM-C16013RVQ | Info | 49
Accessory |  | SBP-315HMW | Hanging Mount |  |  |  | NDAA compliant | Aluminum Hanging Mount, Product dimensions / Weight: ø330x74.0mm(ø13.0x2.91"), 550g(1.21lb), Mount Screw size: TR20, Supported products: PNM-9084RQZ/9084RQZ1/9085RQZ/9085RQZ1 | Info | 70
Accessory |  | SBP-060BA | Conduit Hole Adaptor |  |  |  | NDAA compliant | Conduit Hole Adaptor, Aluminum, Dimensions: 54.1x43.5x40mm (2.13x1.72x1.57”), Weight: 27g (0.06lb), Conduit hole: 19.1mm(3/4”)(M25), White, compatible with QNV-C8083R/C9083R, XNO-C6083R/C7083R/C8083R/C9083R, PNM-C16013RVQ | Info | 20
Accessory |  | SBP-300CMTW | Telescopic Ceiling Mount |  |  |  | NDAA compliant | Telescopic Ceiling Mount, Aluminum, White, weight 3,750g(8.27lb), Mount Size : TR30, white, competible Accessories- Hanging Adaptor : SBP-120HMW/140HMW/160HMW1/180HMW1, etc., - Pipe extension : SBP-C15P, SBP-150CMP/300CMP/900CMP ※ For further compatible models, please visit our website or use Toolbox | Info | 279
Accessory |  | SBV-A14B | Back Box |  |  |  | NDAA compliant | Back Box for A series (ANE-L6012R, ANE-L7012R, ANO-L6012R,ANO-L6022R, ANO-L6082R, ANO-L7012R, ANO-L7022R, ANO-L7082R, ANV-L6012R, ANV-L6082R, ANV-L7012R, ANV-L7082R) and connect cables | Info | 54
Accessory |  | SBC-XNP-6400 | PTZ Skin Cover, Paint Ready |  |  |  | NDAA compliant | This skin has been developed for XNP version only non RW series, such as XNP-6400, XNP-6400R, XNP-C6403, XNP-C6403R, XNP-8250, XNP-8250R,XNP-C8253, XNP-C8253R, XNP-9250, XNP-9250R, XNP-C9253, XNP-C9253R and QNP-6320R, QNP-6250R. Skin is Paint ready. Manufactured In the UK |  | 103
Accessory |  | SBC-XNV-C9083R | XNV-Skin Cover |  |  |  | NDAA compliant | This skin has been developed for XNV core version only such as XNV-C9083R (T), Other Version still to be Tested. Skin is Paint ready. Manufactured In the UK |  | 64
Accessory |  | SBP-250HMW | Hanging Mount |  |  |  | NDAA compliant | Hanging Cap for PNM-9084QZ / PNM-9084QZ1 / PNM-C16083RVQ / PNM-C32083RVQ, Mount thread size : PF 1 1/2" Male, Aluminum, White |  | 75
Accessory |  | SBV-138TMW | Dome Back Box |  |  |  | NDAA compliant | Tilt Mount Dome back box, Compatibile con QNV-6072R/6082R, QNV-7082R, QNV-8080R LNV-6072R, Colore bianco RAL9003 | Info | 49
Accessory |  | DSC-160-PC | Skin Cover |  |  |  | Prodotto End Of Life, Disponibilità Limitata | Skin Cover developed for X-core Dome Camera only |  | 64
Accessory |  | SHP-1520FW | Flush mount |  |  |  | NDAA compliant | Custodia per montaggio a controsoffitto per XNP-6320/XNP-6321/QNP-6230, White |  | 119
Accessory |  | SHP-3701H | PTZ Outdoor Housing |  |  |  | NDAA compliant | Custodia da esterno per camere PTZ , IP66, IK10, Built-in Heater -50°C. Compatibile con XNP-6320, QNP-6230, HCP-6320/6320A, SCP-3370/2370/2330/2270/2250/3371/2371/2271, SNP-6200/5200/5300/3371/3302, Ivory | Info | 249
Accessory |  | SBP-160HMW1 | Hanging Mount |  |  |  | NDAA compliant | Adattatore supporto staffa per telecamere serie X Series: XND-C6083RV/7083RV/8083RV/9083RV, XND-6083RV/8083RV/8093RV/9083RV, PND-A6081RV/9081RV, XNV-C6083R/7083R/8083R/9083R, XNF-9013RV/9010RV, XND-8082RV/9082RV | Info | 49
Accessory |  | SBP-180HMW1 | Hanging Mount |  |  |  | NDAA compliant | Adattatore supporto staffa per telecamere serie X Series: XNV-6083R/8083R/8093R/9083R, XNV-6083RZ/8083RZ/9083RZ, XNV-6123R, PNV-A6081R/9081R, XNV-8082R/9082R | Info | 79
Accessory |  | SBF-100BW1 | Fisheye Back Box |  |  |  | NDAA compliant | Back box per camere Fish-Eye compatibile con SNF-8010/VM, XNF-8010R/RV/RVM, PNF-9010R/RV/RVM | Info | 22
Accessory |  | SPB-VAN89W | Vandal Dome Backbox |  |  |  | NDAA compliant | Vandal Dome Backbox, Material : [Top cover] Aluminum + PC / [Dome bubble] Hard-coated Polycarbonate, Color : [Top cover]White / [Dome bubble] Transparent smoked, Supported products: XNV-6083RZ/8083RZ/9083RZ/8083Z/6083Z | Info | 80
Accessory |  | SHD-1350FPW | In-Ceiling Housing |  |  |  | NDAA compliant | Aluminum In-Ceiling Housing, RAL9003, Compatible with XND-6083RV/8083RV/8093RV/9083RV XND-8093RV/9083RV | Info | 135
Accessory |  | SBL-101C | Remote Head Camera Ceiling Housing |  |  |  | NDAA compliant | Polycarbonate Remote Head Camera Ceiling Housing, white, RAL9003. Compatible with SLA-T2480, SLA-T2480A, SLA-T4680, SLA-T4680A | Info | 39
Accessory |  | SBO-147BA | Back Box |  |  |  | NDAA compliant | Cover- Aluminum, Top cover – Polycarbonate Back Box, White, RAL9003, Compatible with XNO-C6083RV/C7083RV/C8083RV/C9083RV | Info | 20
Accessory |  | SBV-253WCW | Weather Cap |  |  |  | NDAA compliant | Polycarbonate Weather Cap, White, RAL9003, Compatible with PNM-9031RV/PNM-9022V | Info | 35
Accessory |  | SBV-161WCW | Weather Cap |  |  |  | NDAA compliant | Polycarbonate Weather Cap, White,RAL9003, Compatible with XNV-C6083R/C7083R/C8083R/C9083R | Info | 30
Accessory |  | SPB-VAN88W | Smoked Dome Cover |  |  |  | NDAA compliant | Smoked Dome Cover for XNV-C9083R, XNV-C8083R, XNV-C7083R, XNV-C6083R, White | Info | 85
Accessory |  | SPB-IND88W | Smoked Dome Cover |  |  |  | NDAA compliant | Smoked Dome Cover for XND-C9083RV, XND-C8083RV, XND-C7083RV, XND-C6083RV, white | Info | 74
Accessory |  | SPI-50 | IR Illuminators for the TNU-6320 |  |  |  | NDAA compliant | Illuminatore IR per TNU-6320/KEU - 200m - 25 gradi - IP67 | Info | 2070
Accessory |  | SPM-4210 | I/O box |  |  |  | NDAA compliant | Alarm/Audio I/O box per telecamere X PLUS PTZ . 1x RJ45, 4x porte I/O selezionabili, Ingresso e uscita Audio, PoE. | Info | 250
Accessory |  | SHP-1563FPW | In-ceiling Mount |  |  |  | NDAA compliant | Custodia montaggio a controsoffitto per camera PTZ : Aluminum+PC / Copertura : Polycarbonate (PC), Dimensioni : Ø268x209mm (ø10.55x8.23"), Peso : 1.9kg (4.19lb), Bianca, Compatibile con XNP-6400/8250/9250, XNP-6400R/8250R/9250R, QNP-6250R/6320R, XNP-C6403/C8253/C9253, XNP-C6403R/C8253R/C9253R | Info | 159
Accessory |  | SHP-1680F | Flush mount |  |  |  | NDAA compliant | Custodia controsoffitto per telecamere Dome Serie X (XNP-6120HP, XNV-6120_6120R, 6085, XND-6085_6085V) | Info | 73
Accessory |  | SHP-1680FW | Flush mount |  |  |  | NDAA compliant | Custodia controsoffitto per telecamere Dome e PTZ, Compatibile con XNP-6120H, XNV-6120/6120R/6085, XND-6085/6085V, Bianca | Info | 73
Accessory |  | SHD-1128FPW | Flush mount |  |  |  | NDAA compliant | Polycarbonate In-ceiling Flush Mount for Dome cameras. Compatible with QND-8021/8011/6021/6011 XND-8040R/8030R/8020R/6020R/6010, White, RAL9003 | Info | 73
Accessory |  | SHD-1198FW | Flush mount |  |  |  | NDAA compliant | Polycarbonate In-ceiling Flush Mount for Dome cameras. Compatible with QND-6070R/6082R/7080R/8080R, HCD-6070R/6080R/7070R/7080R, White | Info | 54
Accessory |  | SHD-1408FW | Flush mount |  |  |  | NDAA compliant | Polycarbonate In-ceiling Flush Mount for Dome cameras. Compatible with PND-9080R, XND-6080/6080R/6080RV/6080V/8080R/8080V/8080RV/L6080R/L6080RV/L6080V, HCV-6070R/6080/6080R/7070R/7080R, White | Info | 54
Accessory |  | SHD-1600FPW | Flush mount |  |  |  | NDAA compliant | Polycarbonate In-ceiling Flush Mount for Dome cameras. Compatible with PNV-9080R XNF-9010RV/8010R/8010RV XND-6085/6085V XNV-6085/6120/6120R/8080R/6080R/6080 XNV-L6080R/L6080, White, RAL9003 | Info | 174
Accessory |  | SHD-2510FPW | Flush mount |  |  |  | NDAA compliant | Custodia controsoffitto in alluminio per telecamere multisensore. Compatibile con PNM-9084QZ / PNM-8082VT, Bianca | Info | 250
Accessory |  | SHD-3000F1 | Flush mount |  |  |  | NDAA compliant | Custodia controsoffitto per PNV-9080R - XNV-8080R/6080R/6080/L6080/L6080R - SNV-8081R/8080/7084R/7084/6085R/6084R/6084/5084R/5084 | Info | 52
Accessory |  | SHD-3000F4 | Flush mount |  |  |  | NDAA compliant | Custodia controsoffitto per PND-9080R, XND-6080/ 6080R/ 6080RV/ 6080V/ 8080R/ 8080RV | Info | 73
Accessory |  | SHF-1500F | Flush Mount |  |  |  | NDAA compliant | Custodia controsoffitto per XNF-8010R - PNF-9010R - PNF-9010RV/9010RVM - XNF-8010RV/8010RVM | Info | 73
Accessory |  | SBC-170C | Skin cover in silver |  |  |  | NDAA compliant | Skin cover in silver, poly carbonate material, weight 50g(0.11lb), compatible with TNV-8011C | Info | 35
Accessory |  | SBC-170CW | Skin cover in white |  |  |  | NDAA compliant | Skin cover in white, poly carbonate material, weight 50g(0.11lb), compatible with TNV-8011C | Info | 35
Accessory |  | SBC-170CB | Skin cover in black |  |  |  | NDAA compliant | Skin cover in black, poly carbonate material, weight 50g(0.11lb), compatible with TNV-8011C | Info | 35
Accessory |  | SBC-160B | Skin Cover |  |  |  | NDAA compliant | Copertura esterna di colore nero, da applicare su camere mod. XND-6081VZ/8081VZ, XND-6081V/6081RV/8081RV | Info | 46
Accessory |  | SBC-160BF | Skin Cover |  |  |  | NDAA compliant | Skin cover in Black, poly carbonate material, weight 50g(0.11lb), compatible with XNF-9013RV, XNF-9010RV TBD, XNF-8010RV TBD | Info | 50
Accessory |  | SBC-180B | Skin Cover |  |  |  | NDAA compliant | Copertura esterna di colore nero, da applicare su camere mod. XNV-6081Z/8081Z, XNV-6081/6081R/8081R | Info | 46
Accessory |  | DSC-160-VC | Skin Cover |  |  |  | Prodotto End Of Life, Disponibilità Limitata | Skin Cover Developed for PTZ of the size of 80 Diameter |  | 103
Accessory |  | SBL-100D | Remote Head Housing |  |  |  | NDAA compliant | Alloggiamento per montaggio a soffitto della telecamera con testa remota. Compatibile con SLA-T2480, SLA-T2480A, SLA-T4680, SLA-T4680A, Bianca | Info | 39
Accessory |  | SBP-099HMW | Hanging Mount |  |  |  | NDAA compliant | Adattatore supporto staffa in alluminio per camere fisheye. Compatibile con QND-8021/8011/6021/6011, QNF-8010/9010, Bianca | Info | 20
Accessory |  | SBP-122HMW | Wall Mount |  |  |  | NDAA compliant | Adattatore supporto staffa per telecamere per LND-6070R - QND-6072R/6082R/8080R - LNV-6010R/6020R/6030R - QNV-6012R/6022R/6032R/8010R/8020R/8030R | Info | 21
Accessory |  | SBP-122HM | Hanging Mount |  |  |  | NDAA compliant | Adattatore supporto staffa per telecamere per XNV-6010/ 6020/ 8020R/ 8030R/ 8040R, QNV-6010R/ 6020R/ 6030R/ 7010R/ 7020R/ 7030R, QND-6070R/ 7080R, SCD-5080/ 5082/ 5083/ 5083R/ 6021/ 6083R, SND-6011R/ L5083R/ L6083R, SUD-5082, HCD-7070R/ 6080R/ 6070R, HCV-7010R/ 7020R/ 7030R, SBP-300CM/ 300LM/ 300WM/ 300WM1 | Info | 22
Accessory |  | SBP-125HMW | Wall Mount |  |  |  | NDAA compliant | Supporto a sospensione in alluminio per telecamere Dome. Compatibile con QNE-8011R, QNE-8021R, Bianco | Info | 32
Accessory |  | SBP-156HMW | Hanging Mount |  |  |  | NDAA compliant | Supporto a sospensione in alluminio per telecamere PTZ da esterno. Compatibile con XNP-9300RW/8300RW/6400RW, Bianco | Info | 60
Accessory |  | SBP-167HM | Hanging Mount |  |  |  | NDAA compliant | Adattatore supporto staffa per telecamere XND-8081VZ/6081VZ/8081RV/6081RV/6081V |  | 46
Accessory |  | SBP-168HM | Hanging Mount |  |  |  | NDAA compliant | Adattatore supporto staffa per telecamere XNP-6120H | Info | 21
Accessory |  | SBP-187HM | Hanging Mount |  |  |  | NDAA compliant | Adattatore supporto staffa per telecamere XNV-8081Z/6081Z/6081R/6081 |  | 46
Accessory |  | SBP-187WMW | Wall Mount |  |  |  | NDAA compliant | Montaggio a Muro o Palo, Alluminio, Bianca, peso 2.0kg(4.41lb), compatibile con TNO-7180RLP | Info | 150
Accessory |  | SBP-215HMW | Hanging Mount |  |  |  | NDAA compliant | Hanging Mount, White, plastic cap, weight 53g(0.12lb), compatible with PNM-C7083RVD, PNM-C12083RVD and PNM-7082RVD, PNM-12082RVD | Info | 40
Accessory |  | SBP-276HMW | Hanging Mount |  |  |  | Prodotto End Of Life, Disponibilità Limitata | Adattatore supporto staffa in alluminio per telecamera multisensore PNM-9084QZ, Bianco | Info | 64
Accessory |  | SBP-300BW1 | Wall Mount Bracket |  |  |  | NDAA compliant | Staffa montaggio, Alluminio, Bianca, peso 700g(1.54lb), compatibile con TNO-7180RLP | Info | 50
Accessory |  | SBP-300PMW2 | Pole Mount Adaptor |  |  |  | NDAA compliant | Staffa montaggio a palo, Alluminio, bianca, compatibile con TNO-7180RLP | Info | 79
Accessory |  | SBP-300CMW1 | Ceiling Mount |  |  |  | NDAA compliant | Montaggio a soffitto, alluminio, Bianca, peso 1.5kg(3.37lb), compatibile con adattatore pendente come SBP-120HMW/140HMW/160HMW1/180HMW1, etc e tubo estensione come SBP-C15P, SBP-150CMP/300CMP/900CMP ※ visitare il toolbox online per ulteriori componenti compatibili (link in alto) | Info | 180
Accessory |  | SBP-300HM5 | Hanging Mount |  |  |  | NDAA compliant | Adattatore supporto staffa XNF-8010R - PNF-9010R - PNF-9010RV/9010RVM - XNF-8010RV/8010RVM - QNE-7080RV/6080RV | Info | 22
Accessory |  | SBP-300HM6 | Hanging Mount |  |  |  | NDAA compliant | Adattatore supporto staffa: XND-6085V/6085 - PNV-9080R - XNV-8080R/6120R/6120/6085/6085R/6080R/6080/L6080/L6080R - SNV-8081R/8080/7084R/7084/6085R/6084R/6084/5084R/5084 - PNM-7000VD | Info | 26
Accessory |  | SBP-300HMS6 | Stainless Steel Cap Adaptor |  |  |  | NDAA compliant | Adattatore supporto staffa in acciaio inossidabile 316L, compatibile con XNV-6080RS / 8080RS / 6120RS | Info | 447
Accessory |  | SBP-300HM7 | Hanging Mount |  |  |  | NDAA compliant | Adattatore supporto staffa: XND-6010/ 6020/ 8082R/ 8030R/ 8040R, QND-6010R/ 6020R/ 6030R/ 7010R/ 7020R/ 7030R, SND-L5013/ L6012/ L6013/ L6013R/ L6014R, SNV-6013, SCD-6023R, SBP-300CM/ 300LM/ 300WM/ 300WM1 | Info | 22
Accessory |  | SBP-300HMW7 | Hanging Mount |  |  |  | NDAA compliant | Adattatore supporto staffa: LND-6010R/6020R/6030R - QND-6012R/6022R/6032R/8010R/8020R/8030R | Info | 22
Accessory |  | SBP-300HM8 | Hanging Mount |  |  |  | NDAA compliant | Adattatore supporto staffa: PND-9080R, XND-6080/ 6080R/ 6080RV/ 6080V/ 6085/ 6085V/ 8080R/ 8080RV, SND-6084R/ 6084/ 6083/ 5084R/ 5084/ 5083, SCD-6081R, SBP-300CM/ 300LM/ 300WM/ 300WM1 | Info | 22
Accessory |  | SBP-300HMW8 | Hanging Mount |  |  |  | NDAA compliant | Aluminum Hanging Mount for PND-9080R, XND-6080V/RV, XND-8080RV, White |  | 19
Accessory |  | SBP-301HMW3 | Hanging Mount |  |  |  | NDAA compliant | Aluminum Hanging Mount for Indoor Dome cameras. Compatible with QNP-6230, XNP-6320 / 6321, HCP-6230 / 6320 / 6320A, SCP-3371, SNP-6320/6321/6201/5430/5321/L6233/L5233/5300, SNV-7082/7080R/7080/5080R/5080/3120, White | Info | 46
Accessory |  | SBP-301HMW2 | Hanging Mount |  |  |  | NDAA compliant | Adattatore supporto staffa: LNV-6070R - QNV-6072R/6082R/8080R | Info | 28
Accessory |  | SBP-301HM5 | Hanging Mount |  |  |  | NDAA compliant | Adattatore supporto staffa, compatibilita': XNP-6040H - QNV-6070R/6071R/6080R/7080R/7081R - HCV-7070R/6080R/6070R - LNV-6071R - SNV-L6083R - SCV-6083R/6023R/5082 | Info | 28
Accessory |  | SBP-317HMW | Hanging Mount |  |  |  | Prodotto End Of Life, Disponibilità Limitata | Adattatore supporto staffa per telecamera multisensore PNM-9084RQZ and PNM-9085RQZ, Bianco | Info | 69
Accessory |  | SBP-120WM | Wall Mount |  |  |  | NDAA compliant | Staffa a muro per MiniDome tipo D5 (QND-7080R/ 7030R/7020R/7010R/6070R, QND-6030R/6020R/6010R, XND-6010/6020, SND-L6083R/L6014R/L6013R/ L6013/ L6012/L5083R/L5013, SCD-6083R/6023R/6021/5083R/ 5083/5082/5080 - SNV-6013 - XNV-6011 | Info | 19
Accessory |  | SBP-120HMW | Hanging Mount |  |  |  | NDAA compliant | Montaggio sospeso, Bianca, plastica, peso 230g(0.51lb), compatibile con QNV-C8011R/C9011R, QNF-8010/9010, QND-6011/6021, QND-8011/8021 | Info | 34
Accessory |  | SBP-120WMW | Wall Mount |  |  |  | NDAA compliant | Staffa a muro per MiniDome tipo LND-6070R - QND-6072R/6082R/8080R - LND-6010R/6020R/6030R - QND-6012R/6022R/6032R/8010R/8020R/8030R - QND-6011/6021/8011/8021 | Info | 19
Accessory |  | SBP-137WM | Wall Mount |  |  |  | NDAA compliant | Plastic/Aluminum Wall mount for outdoor domes, Compatible with QNV-6010R/6020R/6030R/6070R/7010R/7020R/7030R/7080R, XNP-6040H, XNV-6010/6020/8020R/8030R/8040R, HCV-6080R/6070R/7010R/7020R/7030R/7070R, SNV-L5083R/L6083R SCV-5082/5082R/5083/5083R/5085/6023R/6083R, Ivory | Info | 34
Accessory |  | SBP-137WMW | Wall Mount |  |  |  | NDAA compliant | Plastic/Aluminum Wall mount for outdoor domes, Compatible with QNV-6010R/6020R/6030R/6070R/7010R/7020R/7030R/7080R, XNP-6040H, XNV-6010/6020/8020R/8030R/8040R, HCV-6080R/6070R/7010R/7020R/7030R/7070R, SNV-L5083R/L6083R, SCV-5082/5082R/5083/5083R/5085/6023R/6083R, White | Info | 34
Accessory |  | SBP-137WM1 | Wall Mount |  |  |  | NDAA compliant | Plastic/Aluminum Wall mount for outdoor domes, Compatible with QNV-6010R/6020R/6030R/6070R/7010R/7020R/7030R/7080R, XNP-6040H, XNV-6010/6020/8020R/8030R/8040R, HCV-6080R/6070R/7010R/7020R/7030R/7070R, SNV-L5083R/L6083R SCV-5082/5082R/5083/5083R/5085/6023R/6083R, Ivory | Info | 60
Accessory |  | SBP-137WMW1 | Wall Mount |  |  |  | NDAA compliant | Plastic/Aluminum Wall mount for outdoor domes, Compatible with QNV-6010R/6020R/6030R/6070R/7010R/7020R/7030R/7080R, XNP-6040H, XNV-6010/6020/8020R/8030R/8040R, HCV-6080R/6070R/7010R/7020R/7030R/7070R, SNV-L5083R/L6083R SCV-5082/5082R/5083/5083R/5085/6023R/6083R, White | Info | 60
Accessory |  | SBP-140HMW | Hanging Mount |  |  |  | NDAA compliant | Montaggio sospeso, bianca, plastica, peso 240g(0.53lb), compatibile with QNV-C8083R/9083R | Info | 49
Accessory |  | SBP-160WMW1 | Wall Mount |  |  |  | NDAA compliant | Staffa montaggio a muro da interno (Alluminio), RAL9003; Compatibile con XND-C6083RV/C7083RV/ C8083RV/C9083RV XND-6083RV/8083RV/9083RV XNV-C6083R/C7083R/C8083R/C9083R | info | 73
Accessory |  | SBP-140WMW | Wall Mount |  |  |  | NDAA compliant | Wall Mount (Aluminum) , RAL9003; Indoor use only; Compatible with QNV-C8083R/9083R, white | info | 65
Accessory |  | SBP-156WMW | Hanging Mount |  |  |  | NDAA compliant | Supporto da parete in alluminio per telecamere dome da esterno. Compatibile con XNP-9300RW/8300RW/6400RW, Bianco | Info | 140
Accessory |  | SBP-156WA | PTZ Plus Adaptor |  |  |  | NDAA compliant | PTZ adaptor. Compatible with XNP-6400RW, XNP-8300RW, XNP-9300RW | Info | 70
Accessory |  | SBP-060S | Steel Strap |  |  |  | NDAA compliant | Stainless Steel (SUS316L), argento, Mount screw size: TR30, Dimensione: lunghezza : 600mm (23.6"), altezza : 12.6mm (0.5"), Thickness : 0.62mm (0.02") | Info | 30
Accessory |  | SBP-150S | Steel Strap |  |  |  | NDAA compliant | Stainless Steel (SUS316L), argento, Mount screw size: TR30, Dimensione: lunghezza, 1,500mm (59.1"), altezza : 12.6mm (0.5"), Thickness : 0.62mm (0.02") | Info | 40
Accessory |  | SBE-100WM | Wall Mount |  |  |  | NDAA compliant | Wall Mount for Explosion-proof Cameras, compatible with TNO-6322ER, TNU-6322E and TNU-6322ER | Info | 1076
Accessory |  | SBP-300WM | Wall Mount |  |  |  | NDAA compliant | Staffa collo d'oca | Info | 48
Accessory |  | SBP-300WMW | Wall Mount |  |  |  | NDAA compliant | Staffa a collo d'oca, Bianca |  | 48
Accessory |  | SBP-300WMS | Stainless Steel Wall Mount (Gooseneck) |  |  |  | NDAA compliant | Staffa montaggio a muro in acciaio inossidabile 316L | Info | 600
Accessory |  | SBP-300WM1 | Wall Mount |  |  |  | NDAA compliant | Staffa a parete | Info | 51
Accessory |  | SBP-300WMW1 | Wall Mount |  |  |  | NDAA compliant | Staffa a parete | Info | 56
Accessory |  | SBP-300WMS1 | Stainless Steel Wall Mount |  |  |  | NDAA compliant | Staffa montaggio a muro in acciaio inossidabile 316L | Info | 625
Accessory |  | SBP-390WM2 | Wall Mount |  |  |  | NDAA compliant | Staffa a parete per Camere serie PNM Multisensor - Lunghezza 417 mm | Info | 198
Accessory |  | SBU-500WM | Wall Mount |  |  |  | NDAA compliant | Staffa da muro per telecamera TNU-6320 | Info | 299
Accessory |  | SBP-300NB | Installation Box |  |  |  | NDAA compliant | INSTALLATION BOX, compatibilita' con SBP-300WM, SBP-300WM1 | Info | 282
Accessory |  | SBP-300NBW | Installation Box |  |  |  | NDAA compliant | INSTALLATION BOX, compatibilita' con SBP-300WMW, SBP-300WMW1 | Info | 282
Accessory |  | SBP-300B | Mount Base |  |  |  | NDAA compliant | Base staffa parete | Info | 48
Accessory |  | SBP-156LMW | Parapet Mount |  |  |  | NDAA compliant | Staffa a parapetto in alluminio da esterno per telecamere PTZ PLUS. Compatibile con XNP-9300RW/8300RW/6400RW, bianca | Info | 435
Accessory |  | SBP-156LMW1 | Telescopic Parapet Mount |  |  |  | NDAA compliant | Aluminum Telescopic Parapet Mount, cameras. Dimensione: 835 ~ 1098x1000x95mm (32.9~43.2x39.4x3.8"), Compatibile con ogni 1.5 NOT mounts, Bianca, RAL9003 | Info | 410
Accessory |  | SBP-300LM | Parapet Mount |  |  |  | NDAA compliant | Staffa a parapetto | Info | 172
Accessory |  | SBP-300LMW | Parapet Mount |  |  |  | NDAA compliant | Staffa a parapetto | Info | 172
Accessory |  | SBP-156KMW | Corner Mount Base |  |  |  | NDAA compliant | Adattatore per montaggio ad angolo, compatibile con SBP-156WMW per XNP-9300RW/8300RW/6400RW, Bianco | Info | 110
Accessory |  | SBP-300PM1 | Pole Mount Adaptor |  |  |  | NDAA compliant | Adattatore staffa a palo, alluminio, Color avorio | Info | 52
Accessory |  | SBP-300PMS | Stainless Steel Pole Mount Adaptor |  |  |  | NDAA compliant | Adattatore staffa a palo - acciaio inossidabile 316L | Info | 99
Accessory |  | SBP-302PM | Pole Mount Base |  |  |  | NDAA compliant | Adattatore staffa a palo: PNO-9080R - XNO-8080R/6080R/8040R/8030R/8020R/6020R/6010R/6120R/6085R - SNO-8081R - SBO-100B1 - SBO-126B | Info | 44
Accessory |  | SBP-140CMB | Ceiling Mount |  |  |  | NDAA compliant | Montaggio a soffitto, Alluminio, Bianca, dimensione 86x71mm(ø3.38x2.8"), peso 230g(0.51lb), compatibile con SBP-150CMP, SBP-300CMP, SBP-900CMP etc ※ visitare il toolbox online per ulteriori componenti compatibili (link in alto) | Info | 35
Accessory |  | SBP-180CMB | Ceiling Mount |  |  |  | NDAA compliant | Montaggio a soffitto, Alluminio, bianca, dimensioni ø180x86.5mm(ø7.09x3.41"), peso 970g(2.14lb), compatibile con SBP-C15P, SBP-150CMP/300CMP/900CMP etc. (n1. estensione pendente installabile) ※ visitare il toolbox online per ulteriori componenti compatibili (link in alto) | Info | 130
Accessory |  | SBP-150CMP | Ceiling Mount |  |  |  | NDAA compliant | Montaggio a soffitto, Alluminio, Bianca, dimensioni ø54x150mm(ø2.13x5.9"), peso 250g(0.55lb), compatibile con - Base : SBP-140CMB, SBP-180CMB, - tubo estensione : SBP-C15P, SBP-150CMP/300CMP/900CMP ※ Estensione attraverso accessorio SBP-180CMB ※ visitare il toolbox online per ulteriori componenti compatibili (link in alto) | Info | 45
Accessory |  | SBP-300CMP | Ceiling Mount |  |  |  | NDAA compliant | Montaggio a soffitto, Alluminio, bianca, dimensione ø54x300mm(ø2.13x11.81"), peso 560g(1.23lb), compatibile con - Base : SBP-140CMB, SBP-180CMB, - tubo estensione : SBP-C15P, SBP-150CMP/300CMP/900CMP ※ Estensione attraverso accessorio SBP-180CMB ※ visitare il toolbox online per ulteriori componenti compatibili (link in alto) | Info | 65
Accessory |  | SBP-900CMP | Ceiling Mount |  |  |  | NDAA compliant | Montaggio a soffitto, Alluminio, bianca, dimensione ø54x900mm(ø2.13x35.43"), peso 1.7kg(3.75lb), compatibile con - Base : SBP-140CMB, SBP-180CMB, - tubo estensione : SBP-C15P, SBP-150CMP/300CMP/900CMP ※ Estensione attraverso accessorio SBP-180CMB ※ visitare il toolbox online per ulteriori componenti compatibili (link in alto) | Info | 100
Accessory |  | SBP-C15P | Ceiling Mount |  |  |  | NDAA compliant | Montaggio a soffitto, Alluminio, bianca, dimensione 86x71mm(ø3.38x2.8"), peso 230g(0.51lb), compatibile con SBP-150CMP, SBP-300CMP, SBP-900CMP ※ visitare il toolbox online per ulteriori componenti compatibili (link in alto) | Info | 20
Accessory |  | SBP-303PM | Pole Mount Base |  |  |  | NDAA compliant | Adattatore staffa a palo per TNO-4030T/4030TR/4040T/4040TR/4050T/4050TR | Info | 50
Accessory |  | SBD-180PMW | Pole Mount |  |  |  | NDAA compliant | Pole Mount (Core: Aluminum, Cap : Plastic), Dimensions ø187.1x50.5mm, Weight 370g (0.82lb), Mount Screw Size TR20- Camera, TR30- Steel Strap, white, Suported products : PNV-A6081R/A9081R, XNV-8082R/9082R, XNV-6083R/8083R/8093R/9083R,XNV-6123R, XNV-6083Z/8083Z, XNV-6083RZ/8083RZ/9083RZ,PND-A6081RV/A9081RV, XND-8082RV/9082RV, XNF-9010RV/9013RV,XND-6083RV/8083RV/8093RV/9083RV, XNO-6083R/8083R/9083R, XND-C6083RV/C7083RV/C8083RV/C9083RV, XNO-C6083R/C8083R/C9083R, XNV-C6083R/C7083R/C8083R/C9083R | Info | 70
Accessory |  | SBD-140PMW | Pole Mount |  |  |  | NDAA compliant | Pole Mount (Core: Aluminum, Cap : Plastic), Dimensions ø147.1x50.5mm, Weight 340g (0.75lb), Mount Screw Size: TR20- Camera, TR30- Steel Strap, white, Supported products : QNV-C8083R/C9083R, QNV-C8011R/C8012/C9011R, QND-6012R(1)/22R(1)/72R(1)/82R(1), QND-7012R/22R/82R, QNE-8011R/21R | Info | 49
Accessory |  | SBD-110GP1 | Wall Adaptor |  |  |  | NDAA compliant | Wall Adaptor (Bottom: Aluminum, Top : Plastic), Dimensions ø140.1x12.2mm, Weight 181g (0.39lb), Mount Screw Size: TR20 | Info | 20
Accessory |  | SBO-090GP | Wall Adaptor |  |  |  | NDAA compliant | Wall Adaptor (Core: Aluminum, Cap : Plastic), Dimensions ø140.1x13.2mm, Weight 190g (0.42lb), Mount Screw Size: TR20 | Info | 20
Accessory |  | SBD-137WMA | Wall Adaptor |  |  |  | NDAA compliant | Wall Adaptor, Aluminum, Dimensions ø137.1x16.7mm, Weight 137g (0.30lb), Mount Screw Size: TR20 | Info | 20
Accessory |  | SBD-140KMB | Corner Mount |  |  |  | NDAA compliant | Staffa angolare, SUS304, Dimensione 121x102.5mm (4.76x4.04"), Peso 139g (0.31lb), Mount Screw size: TR20, Bianca, prodotti compatibili : QNV-C8011R/C8012/C9011R, QNV-C8083R/C9083R, QND-6011/6021, QND-8011/8021, QNF-8010/9010, QND-6012R(1)/6022R(1)/6072R(1)/6082R(1), QND-7012R/7022R/7082R, QNE-8011R/8021R, LND-6012R/6022R/6072R,ANE-L6012R/L7012R |  | 70
Accessory |  | SBD-140PMB | Pole Mount |  |  |  | NDAA compliant | Staffa da palo, SUS304, Dimensione 121x70mm (4.76x2.76"), Peso 56g (0.12lb), Mount Screw size: TR20, Bianca, prodotti supportati : QNV-C8011R/C8012/C9011R, QNV-C8083R/C9083R, QND-6011/6021, QND-8011/8021, QNF-8010/9010, QND-6012R(1)/6022R(1)/6072R(1)/6082R(1), QND-7012R/7022R/7082R, QNE-8011R/8021R, LND-6012R/6022R/6072R,ANE-L6012R/L7012R |  | 70
Accessory |  | SBE-100PM | Pole Mount Base |  |  |  | NDAA compliant | Pole Mount for Explosion-proof Cameras, compatible with TNO-6322ER, TNU-6322E and TNU-6322ER | Info | 592
Accessory |  | SBP-300KM1 | Corner Mount Adaptor |  |  |  | NDAA compliant | Adattatore supporto staffa angolare in alluminio, colore avorio | Info | 68
Accessory |  | SBP-300KMW1 | Corner Mount Adaptor |  |  |  | NDAA compliant | Adattatore supporto angolare in alluminio, colore bianco | Info | 68
Accessory |  | SBP-300KMS | Stainless Steel Corner Mount Adaptor |  |  |  | NDAA compliant | Adattatore supporto staffa angolare - acciaio inossidabile 316L | Info | 138
Accessory |  | SBP-156CMW | Pendant Mount |  |  |  | NDAA compliant | Staffa pendente a soffitto in alluminio. Compatibile con XNP-9300RW/8300RW/6400RW ed altri accessori con attacco da 1-1/2" PF , bianca, estensione da 865 a 1435mm | Info | 255
Accessory |  | SBP-302CMBW | Ceiling Mount |  |  |  | NDAA compliant | Accessorio per montaggio a soffitto in alluminio, compatibile con tutti gli accessori con filettatura PF da 1-1 / 2 ", bianco | Info | 180
Accessory |  | SBP-300CM | Pendant Mount |  |  |  | NDAA compliant | Staffa pendente a soffitto | Info | 44
Accessory |  | SBP-300CMI | Ceiling Mount |  |  |  | NDAA compliant | Montaggio a soffitto, Alluminio, bianca, peso 800g(1.76lb), compatibile con adattatore pendente come SBP-120HMW/140HMW/160HMW1/180HMW1, etc. ※ visitare il toolbox online per ulteriori componenti compatibili (link in alto) | Info | 90
Accessory |  | SBP-300CMW | Pendant Mount |  |  |  | EOS Product NDAA compliant | Staffa pendente a soffitto bianca | Info | 46
Accessory |  | SBP-303HF | Fiber Optic for PTZ |  |  |  | NDAA compliant | Base Speed Dome SFP - Fibra ottica (Supporta modalita' single e multi mode), compatibile con XNP-6550RH/6371RH/6320H/6250RH/6320RH QNP-6230H | Info | 269
Accessory |  | SBP-099TMW | Tilted Mount Adapter |  |  |  | NDAA compliant | Supporto a parete inclinato (policarbonato), Compatibile con QNF-8010, QNF-9010 | Info | 46
Accessory |  | SBP-150CMI | Ceiling Mount |  |  |  | NDAA compliant | Montaggio a soffitto, Alluminio, bianca, peso 520g(1.15lb), compatibile con adattatore pendente come SBP-120HMW/140HMW/160HMW1/180HMW1, etc. ※ visitare il toolbox online per ulteriori componenti compatibili (link in alto) | Info | 80
Accessory |  | SBP-160TM | Tilted Mount Adapter |  |  |  | NDAA compliant | Staffa a parete inclinazione 20⁰ per telecamere tipoPNV-9080R - XNV-8080R/6120R/6120/6085/6085R/6080R/6080/L6080/L6080R - SNV-8081R/8080/7084R/7084/6085R/6084R/6084/5084R/5084 - XND-6085V/6085 | Info | 16
Accessory |  | SBP-160TMW1 | Tilted Mount Adapter |  |  |  | NDAA compliant | Staffa a parete inclinazione 23⁰ , Compatibile con PND-A6081RV, PND-A9081RV, XND-6081REV, XND-6081RV, XND-6081V, XND-6081VZ, XND-8081REV, XND-8081RV, XND-8081VZ, XND-8082RV, XND-9082RV, XNF-9010RV, XNF-9010RVM, Bianca | Info | 46
Accessory |  | SBP-300TM1 | Tilted Mount Adapter |  |  |  | NDAA compliant | Staffa a parete inclinazione 20⁰ per XNF-8010R - PNF-9010R - PNF-9010RV/9010RVM - XNF-8010RV/8010RVM - QNE-7080RV/6080RV | Info | 55
Accessory |  | SBP-900CMW | Ceiling Mount |  |  |  | NDAA compliant | Montaggio a soffitto, Alluminio, bianca, peso 2.7kg(5.93lb), compatibile con adattatore pendente come SBP-120HMW/140HMW/160HMW1/180HMW1, etc. e estensione a tubo come SBP-C15P, SBP-150CMP/300CMP/900CMP ※ visitare il toolbox online per ulteriori componenti compatibili (link in alto) | Info | 210
Accessory |  | SBF-100B1 | Fisheye Back Box |  |  |  | NDAA compliant | Adattatore Backbox, compatibilita' XNF-8010R - PNF-9010R - PNF-9010RV/9010RVM - XNF-8010RV/8010RVM - QNE-7080RV/6080RV | Info | 26
Accessory |  | SBO-100B1 | Bullet Back Box |  |  |  | NDAA compliant | Adattatore Backbox, compatibilita' SNO-L6083R/L5083R - QNO-6030R/6020R/6010R/7030R/7020R/7010R/7080R/6070R/6080R/6012R/6022R/6032R/6072R/6082R/8010R/8020R/8030R - HCO-7070R/6080R/6070R/7010R/7020R/7030R - SCO-6083R | Info | 46
Accessory |  | SBO-147B | Bullet Back Box |  |  |  | NDAA compliant | Scatola posteriore impermeabile in alluminio per telecamera bullet, compatibile con QNO-6082R, IP66 / IK10 | Info | 75
Accessory |  | SBV-116B | Dome back box |  |  |  | NDAA compliant | Adattatore Backbox, compatibilita' con XNV-6011 | Info | 46
Accessory |  | SBV-136B | Dome Back Box |  |  |  | NDAA compliant | Adattatore Backbox, compatibilita' QNV-6070R/6071R/6080R/7080R/7081R - HCV-7070R/6080R/6070R - LNV-6071R - SNV-L6083R - SCV-6083R/6023R/5082 | Info | 33
Accessory |  | SBV-136BW | Dome Back Box |  |  |  | NDAA compliant | Adattatore alluminio Backbox, compatibilita' QNV-8080R, QNV-6082R/6082R1, colore bianco | Info | 33
Accessory |  | SPP-C7400 | Cable for audio/alarm |  |  |  | NDAA compliant | Cavo per audio/alarm, Sheath (Plastic), Coil (Copper), 700mm(27.56 inches) /40g(0.09lb), nero | Info | 45
Accessory |  | SBV-120GW | Dome Back box |  |  |  | NDAA compliant | Adattatore Back box, Compatibile con QNV-6012R/6022R/6032R, QNV-8010R/8020R/8030R, Bianco | Info | 46
Accessory |  | SBV-140TMW | Tilt Mount |  |  |  | NDAA compliant | Montaggio inclinato, alluminio, bianca, peso 450g(0.99lb), compatibile con QNV-C8083R/C9083R, QNV-C8011R/C8012/C9011R, QND-6011/21, QND-8011/21, QND-6012R/22R/72R/82R, QND-7012R/22R/82R, QNE-8011R/21R | Info | 49
Accessory |  | SBV-140BW | Back Box |  |  |  | NDAA compliant | Back Box, alluminio, Bianco, peso 390g(0.86lb), Compatibile con: QNO-C8083R/C9083R, ANO-L6012R/22R/82R, ANO-L7012R/22R/82R | Info | 49
Accessory |  | SBO-140BW | Back Box |  |  |  | NDAA compliant | Back Box, alluminio, bianca, peso 390g(0.86lb), compatibile con QNV-C8083R/C9083R, QNV-C8011R/C8012/C9011R, QND-6011/21, QND-8011/21, QND-6012R/22R/72R/82R, QND-7012R/22R/82R, QNE-8011R/21R | Info | 49
Accessory |  | SBV-158G | Dome Back box |  |  |  | NDAA compliant | Base Minidome Antivandalo : XND-6085V/6085 - PNV-9080R - XNV-8080R/6120R/6120/6085/6085R/6080R/6080/L6080/L6080R - SNV-8081R/8080/7084R/ 7084/6085R/6084R/6084/5084R/5084 | Info | 44
Accessory |  | SBV-158GW | Dome Back box |  |  |  | NDAA compliant | Back Box for Outdoor Vandal Domes, Compatible with PNV-9080R, XNV-6080/R, XNV-8080R, XNV-6120/R, XNV-6085, XNV-L6080/R, SNV-5084/R,SNV-6084/R, SNV-7084/R, SNV-8081R, SNV-8080, Bianca |  | 37
Accessory |  | SBV-160BW | Dome Back box |  |  |  | NDAA compliant | Back Box per Dome antivandaliche da interno e Fisheye, Compatibile con PND-A6081RV, PND-A9081RV, XND-6081REV, XND-6081RV, XND-6081V, XND-6081VZ, XND-8081REV, XND-8081RV, XND-8081VZ, XND-8082RV, XND-9082RV, XNF-9010RV, XNF-9010RVM, Bianca | Info | 46
Accessory |  | SBV-180BW | Dome Back box |  |  |  | NDAA compliant | Back Box for Indoor Domes and Vandal Domes, Compatible with XND-C9083RV/C8083RV/C7083RV/C6083RV, XND-C9083R/C8083R/C7083R/C6083R, XND-9083RV/8093RV/8083RV/6083RV, XNV-9083R/8093R/8083R/6083R, XND-9082RV/8082RV, XNV-9082R/8082R, White | Info | 49
Accessory |  | SBV-180WW | Waterproof Back Box |  |  |  | NDAA compliant | Waterproof Back Box for the white Vandal X-Core and X-Plus cameras Compatible models include: XNV-6081R / XNV-8081R / XNV-6083R / XNV-8083R / XNV-8093R / XNV-9083R XNV-C6083R / XNV-C7083R / XNV-C8083R / XNV-C9083R | Info | 120
Accessory |  | SBO-126B | Bullet Back Box |  |  |  | NDAA compliant | Adattatore Backbox, compatibilita' XNO-L6080R - QNO-8080R | Info | 49
Accessory |  | SCL-150 | Lens Cable |  |  |  | NDAA compliant | Cavo da 15m per obiettivo SLA-T1080FA, SLA-T2480A, SLA-T2480VA, SLA-T4680A e SLA-T4680VA |  | 91
Accessory |  | SHB-9000H | Fixed Housing |  |  |  | NDAA compliant | Custodia da esterno per telecamera fissa, compatibile con TNB-9000, Riscaldatore e ventilatore incorporati, IP66, 220VAC, Bianca | Info | 2750
Accessory |  | SHB-4200 | Fixed Housing |  |  |  | NDAA compliant | Custodia, Temp. operativa -15°C ~ +45°C, dimensioni esterne 148.0 x 107.0 x 421.0mm, dimensioni interne 84.0 x 69.0 x 319.0mm | Info | 86
Accessory |  | SHB-4200H | Fixed Housing |  |  |  | NDAA compliant | Custodia da esterno IP66 con ventola e riscaldatore 24 Vca , Temp. operativa -35°C ~ +50°C, dimensioni esterne 148.0 x 107.0 x 421.0mm, dimensioni interne 84.0 x 69.0 x 319.0mm | Info | 129
Accessory |  | SHB-4300H | Fixed Housing |  |  |  | NDAA compliant | Custodia da esterno IP66 con ventola e riscaldatore 24 Vca , Temp. operativa -35°C ~ +50°C, dimensioni esterne 184.0 x 127.0 x 460.0mm, dimensioni interne 100.0 x 80.0 x 383.0mm | Info | 211
Accessory |  | SHB-4300H1 | Fixed Housing |  |  |  | NDAA compliant | Custodia da esterno IP66 - NEMA 4X - con ventola e riscaldatore 24 Vca , Temp. operativa -50°C ~ +50°C, dimensioni esterne 184.0 x 127.0 x 460.0mm, dimensioni interne 100.0 x 80.0 x 383.0mm | Info | 322
Accessory |  | SHB-4301H2 | Fixed Housing |  |  |  | NDAA compliant | Custodia in alluminio da esterno con staffa a muro, Compatibile con tutte le box camere, completa di ventola e riscaldatore, IP66, 230VAC, colore avorio |  | 347
Accessory |  | SHB-4301HP | Fixed Housing |  |  |  | NDAA compliant | Custodia da esterno con staffa a muro, Compatibile con tutte le box camere, completa di ventola e riscaldatore, IP66, POE/12VDC, colore avorio |  | 450
Accessory |  | SBB-900 | Fixed Mount |  |  |  | NDAA compliant | Staffa montaggio a parete per custodia modello SHB-9000H in alluminio, bianca |  | 410
Accessory |  | STB-4150V | Box Mount |  |  |  | NDAA compliant | Staffa per box camera da interno | Info | 28
Accessory |  | SBV-120WCW | Weather Cap |  |  |  | NDAA compliant | Copertura dome: LNV-6010R/6020R/6030R - QNV-6012R/6022R/6032R/8010R/8020R/8030R | Info | 28
Accessory |  | SBV-160WC | Weather Cap |  |  |  | NDAA compliant | Copertura dome: XND-6085V/6085 - PNV-9080R - XNV-8080R/6120R/6120/ 6085/6085R/6080R/6080/L6080/L6080R - SNV-8081R/8080/7084R/7084/6085R/6084R/6084/5084R/5084 | Info | 24
Accessory |  | SBV-161WCW | Weather Cap |  |  |  | NDAA compliant | Polycarbonate Weather Cap, White,RAL9003, Compatible with XNV-C6083R/C7083R/C8083R/C9083R | Info | 30
Accessory |  | SBV-215WCW | Weather Cap |  |  |  | NDAA compliant | Weather Cap, White, Material: aluminum thread, plastic cap, weight 275g(0.61lb), compatible with PNM-C7083RVD, PNM-C12083RVD and PNM-7082RVD, PNM-12082RVD | Info | 40
Accessory |  | SBP-SCP/SN | Swan Neck Bracket |  |  |  | NDAA compliant | Staffa collo d'oca | Info | 194
Accessory |  | SBP-300NM | Mounting accessory |  |  |  | Prodotto End Of Life, Disponibilità Limitata | Housing and Mount for PVM camera TNB-6030 |  | 58
Accessory |  | SBE-100B | Pedestal Mount |  |  |  | NDAA compliant | Stainless Steel Pedestal Mount for Explosion-proof Cameras, compatible with TNO-6322ER, TNU-6322E and TNU-6322ER | Info | 1076
Accessori - Cupole per Camere Dome
Accessory |  | SPB-PTZ82W | Smoked Dome Cover |  |  |  | New Product NDAA Compliant | Smoked dome cover for QNP-6250H/6320H | Info | 105
Accessory |  | SPB-VAN82W | Smoked Dome Cover |  |  |  | New Product NDAA Compliant | Smoke Dome for Q AI V/F Compatible with QNV-C6083R/C8083R/C9083R | Info | 85
Accessory |  | SPB-INW12 | Smoked Dome Cover |  |  |  | New Product NDAA Compliant | Smoked dome cover for White Q/L fixed indoor domes (LND-6012R/6022R/6032R, QND-6012R/6022R/6032R) | Info | 25
Accessory |  | SPB-VAN23W | Smoke Dome Cover |  |  |  | NDAA Compliant | Smoke Dome for TNV-C8014RM & TNV-C8034RM | Info | 55
Accessory |  | SPG-VAN23W | Dome Cover |  |  |  | NDAA Compliant | Clear Dome for TNV-C8014RM & TNV-C8034RM | Info | 55
Accessory |  | SPB-VAN14W | Smoked Dome Cover |  |  |  | NDAA compliant | Smoked dome cover compatible with XNV-6012M/6022RM | Info | 35
Accessory |  | SPB-PTZ85W | Smoked Dome Cover |  |  |  | Prodotto End Of Life, Disponibilità Limitata | Smoked Dome Cover for PTZ PLUS models: XNP-6400/8250/9250, XNP-6400R/8250R/9250R | Info | 92
Accessory |  | SPB-PTZ73 | Smoked Dome Cover |  |  |  | NDAA compliant | Smoked Dome Cover for XNP-6120H | Info | 86
Accessory |  | SPB-VAN3 | Smoked Dome Cover |  |  |  | NDAA compliant | Smoked Dome Cover for SNV-8081R, SNV-8080, SNV-5084/6084/7084, SNV-5084R/6084R/7084R, SCV-6081R, XNV-6080/R, XNV-8080R |  | 64
Accessory |  | SPB-VAN11 | Smoked Dome Cover |  |  |  | NDAA compliant | Smoked Dome Cover for XNV- 6010/6020/ 8020R/8030R/8040R | Info | 23
Accessory |  | SPB-VAN12 | Smoked Dome Cover |  |  |  | NDAA compliant | Smoked Dome Cover for QNV- 6010R/6020R/6030R/ 7010R/7020R/7030R | Info | 23
Accessory |  | SPB-VAN72 | Smoked Dome Cover |  |  |  | NDAA compliant | Smoked Dome Cover for QNV-6070R/7080R | Info | 33
Accessory |  | SPB-VAN85W | Smoked Dome Cover |  |  |  | NDAA compliant | Smoked Dome Cover for XNV-6081/6081R/8081R/6081RE/8081RE, PNV-A9081R, White |  | 74
Accessory |  | SPB-FCD85W | Smoked Dome Cover |  |  |  | NDAA compliant | Smoked Dome Cover for XND-6081F/6081RF/8081RF, PND-A9081RF, White |  | 69
Accessory |  | SPB-VAW12 | Smoked Dome Cover |  |  |  | NDAA compliant | Smoked Dome Cover for QNV-6012R/6022R/6032R, QNV-8010R/8020R/8030R, LNV-6012R/6022R/6032R, White |  | 24
Accessory |  | SPB-VAW72 | Smoked Dome Cover |  |  |  | NDAA compliant | Smoked Dome Cover for QNV-6082R/8080R, LNV-6070R/6072R, White |  | 33
Accessory |  | SPB-IND6 | Smoked Dome Cover |  |  |  | NDAA compliant | Smoked Dome Cover for SCD-6083R, SCD-5080, SCD-5082, SCD-5083, SCD-5083R, SND-6011R, SND-L6083R, SND-L5083R, HCD-6080R/6070R | Info | 36
Accessory |  | SPB-IND11 | Smoked Dome Cover |  |  |  | NDAA compliant | Smoked Dome Cover for XND-6010/6020/8020R/8030R/8040R | Info | 23
Accessory |  | SPB-IND12 | Smoked Dome Cover |  |  |  | NDAA compliant | Smoked Dome Cover for QND-6010R/6020R/6030R / 7010R/7020R/7030R, White | Info | 23
Accessory |  | SPB-IND81 | Smoked Dome Cover |  |  |  | NDAA compliant | Smoked Dome Cover for XND-6080V/XND-6080RV/ XND-8080RV | Info | 19
Accessory |  | SPB-IND81V | Smoked Dome Cover |  |  |  | NDAA compliant | Smoked Dome Cover for XND-6080V/XND-6080RV/ XND-8080RV | Info | 42
Accessory |  | SPB-IND85W | Smoked Dome Cover |  |  |  | NDAA compliant | Smoked Dome Cover for XND-6081V/6081RV/8081RV/6081REV/8081REV, PND-A9081RV, White |  | 69
Accessory |  | SPG-IND12B | Black Dome Cover |  |  |  | NDAA compliant | Black Dome Cover with Clear Bubble for QND-6010R/6012R/6020R/6022R/6030R/6032R, QND-7010R/7020R/7030R, QND-8010R/8020R/8030R |  | 22
Accessory |  | SPG-IND16B | Black Dome Cover |  |  |  | NDAA compliant | Black Dome Cover with Clear Bubble for QND-6021/6011/8021/8011 |  | 20
Accessory |  | SPG-IND72B | Black Dome Cover |  |  |  | NDAA compliant | Black Dome Cover with Clear Bubble for QND-6070R/6082R, QND-7080R, QND-8080R |  | 23
Accessory |  | SPG-VAN13W | Conduit Dome Cover |  |  |  | NDAA compliant | Conduit dome cover for TNV-C7013RC, Bianca Aluminio, 198.3x198.6x94mm (7.81x7.82x3.70") | Info | 79
Accessory |  | SPB-INW72 | Smoked Dome Cover |  |  |  | NDAA compliant | Smoked Dome Cover for LND-6072R, QND-6070R, QND-6082R, White | Info | 23
Accessory |  | SPB-MDC51V | Smoked Dome Cover |  |  |  | NDAA compliant | Smoked Dome Cover, Base Top (Aluminum), Cover glass (Polycarbonate), ø199.5x124.2mm(ø7.85x4.89"), Mount Screw size TR20 | Info | 140
Accessory |  | SPB-MDC41 | Smoked Dome Cover |  |  |  | NDAA compliant | Smoked Dome Cover, Base Top (Aluminum), Cover glass (Polycarbonate), ø315x127.6mm(ø12.40x5.02"), Mount Screw size TR20 | Info | 230
Accessory |  | SPB-MDC31 | Smoked Dome Cover |  |  |  | NDAA compliant | Smoked Dome Cover, Base Top (Aluminum), Cover glass (Polycarbonate), ø251x116.5mm(ø9.88x4.59"), Mount Screw size TR20 | Info | 95
Accessory |  | SPB-MDC41W | Smoked Dome Cover |  |  |  | NDAA compliant | Smoked Dome Cover, Base Top (Aluminum), Cover glass (Polycarbonate), ø253x165mm(ø9.96x6.50"), Mount Screw size TR20 | Info | 125
Accessory |  | SPB-PTZ6 | Smoked Dome Cover |  |  |  | NDAA compliant | Smoked Dome Cover for Indoor PTZ: XNP-6320/QNP-6230/SNP-6321/6320/5430/5321, SNP-L6233/L5233, SCP-3371/2373/2371/2273/2271 | Info | 99
Monitor
Monitor |  | SMT-1031PVW | 10" AI PVM Monitor (Non PIP/PBP, White) |  |  | PVM Monitor | New Product NDAA Compliant | 10.1” AI IP monitor public view (AI PVM), risoluzione 1080p (1920 x 1080 60Hz), HDMI (x2), Ethernet, formato 16:9, altoparlanti integrati (2W x2), Detection del volto, AI Analytics, Banner sovraimpressione personalizzabile, IP Camera 2mp integrata, 3.06mm focale fissa (107.7" H, 59.0V), 120dB WDR, H.265/H.264/MJPEG, Slide Show & Live Video, Micro SD/SDHC/SDXC, VESA Compatibile (75mm X 75mm), Scocca di colore nero, modalità corridoio,, HPoE 802.3at, DC 24V. ***alimentatore non incluso nella confezione*** | Info | 1000
Monitor |  | SMT-3215 | 32" FHD Monitor |  |  | Monitor | NDAA compliant | 32" FHD LED Monitor, 1080p (1920x1080), HDMI, DP, VGA,, 16:9 aspect ratio, Built-in Speaker (2W X 2), VESA DPM Compatible (100x100mm), Designed and tested on 24/7 operation | Info | 1600
Monitor |  | SMT-2740 | 27" UHD Monitor |  |  | Monitor | NDAA compliant | 27" UHD LED Monitor, 4K UHD (3840 × 2160), 300 cd/m², Contrast 1200:1, Viewing Angle 178°/178°, Response Time 14ms, HDMI, DP, two windows PIP/PBP, Designed and tested on 24/7 operation | Info | 1660
Monitor |  | SMT-2710 | 27" FHD Monitor |  |  | Monitor | NDAA compliant | 27" FHD Monitor, 1080p (1920×1080), 250 cd/m², Contrast 4000:1, Viewing Angle 178°/178°, Response Time 6.5ms, HDMI, DP, VGA, Designed and tested on 24/7 operation | Info | 1330
Monitor |  | SMT-3240 | 32" UHD Monitor |  |  | Monitor | NDAA compliant | 32" UHD LED Monitor, 4K UHD (3840 x 2160), HDMI, DP, 16:9 aspect ratio, Contrast ratio 1,000 : 1, Response time 14ms, Panel life 30,000 hrs, Audio connector, VESA DPM Compatible (100x100mm, 400x200mm) | Info | 1820
Monitor |  | SMT-2431 | 24" LED Monitor |  |  | Monitor | NDAA compliant | 24" LED Monitor, Frameless Design, Support up to 1920 x 1080 resolution, Contrast ratio 4000:1, Viewing Angle (H/V) 178°/178°, Response Time 14ms, Video Input HDMI and VGA | Info | 990
Monitor |  | SMT-2212 | 22" FHD Monitor |  |  | Monitor | NDAA compliant | 22" FHD LED Monitor, Frameless Design, Support up to 1920 x 1080 resolution, Contrast ratio 3000:1, Viewing Angle (H/V) 178°/178°, Response Time 6.5ms, Video Input HDMI and VGA | Info | 840
Monitor |  | SMT-4343 | 4K 40" LED Monitor |  |  | Monitor | NDAA compliant | 43" LED Monitor, 4K UHD (3840 x 2160), HDMI, DP, 16:9 aspect ratio, Contrast ratio 1,000 : 1, Response time 8ms, Panel life 30,000 hrs, connettore Audio, compatibilita' VESA DPM (100x100mm, 400x200mm), compatibile con stand SBM-4040 (da acquistare separatamente) | Info | 2060
Monitor |  | SMT-3221PV | 32” AI PVM Monitor (Non PIP/PBP) |  |  | PVM Monitor | NDAA compliant | 32” AI IP monitor public view (AI PVM), risoluzione 1080p (1920 x 1080 60Hz), HDMI (x2), Ethernet, formato 16:9, altoparlanti integrati (2W x2), Detection del volto, AI Analytics, Banner sovraimpressione personalizzabile, IP Camera 2mp integrata, 3.06mm focale fissa (107.7" H, 59.0V), 120dB WDR, H.265/H.264/MJPEG, Slide Show & Live Video, Micro SD/SDHC/SDXC, VESA Compatibile (100x100 / 200x100 / 200x200), Scocca di colore nero, modalità corridoio,Supporta orientamento vertocale o orizzontale, HPoE 802.3bt, DC 24V. ***alimentatore non incluso nella confezione*** | Info | 2350
Monitor |  | SMT-2721PV | 27” AI PVM Monitor (Non PIP/PBP) |  |  | PVM Monitor | NDAA compliant | 27” AI IP monitor public view (AI PVM), risoluzione 1080p (1920 x 1080 60Hz), HDMI (x2), Ethernet, formato 16:9, altoparlanti integrati (2W x2), Detection del volto, AI Analytics, Banner sovraimpressione personalizzabile, IP Camera 2mp integrata, 3.06mm focale fissa (107.7" H, 59.0V), 120dB WDR, H.265/H.264/MJPEG, Slide Show & Live Video, Micro SD/SDHC/SDXC, VESA Compatibile (100x100 / 200x100 / 200x200), Scocca di colore nero, modalità corridoio,Supporta orientamento vertocale o orizzontale, HPoE 802.3bt, DC 24V. ***alimentatore non incluso nella confezione*** | Info | 1850
Monitor |  | SMT-1031PV | 10" AI PVM Monitor (Non PIP/PBP, Black) |  |  | PVM Monitor | NDAA compliant | 10.1" monitor AI public view (AI PVM), Colore Nero , Risoluzione 1080p (1024x600 @60Hz), HDMI, Ethernet, formato 16:9, Altoparlanti inclusi (8 Ohn, 1W x 2), attacco VESA (75 x 75mm), AI detection volto ed oggetti, OSD, Slid show and logo image support 2MP IP telecamera IP integrata, 3.06mm focale fissa(107.7" H and 59.0V), 120dB WDR, H.265/H.264/MJPEG, slide show & live video, PoE+ 802.3at, DC 24V. ***alimentatore non incluso nella confezione*** | Info | 1000
Monitor |  | SMT-3231PV | 32” AI PVM Monitor |  |  | PVM Monitor | NDAA compliant | 32” con motore AI, IP public view monitor (AI PVM) PIP & PBP support, risoluzione 1080p (1920 x 1080 60Hz), HDMI, Ethernet, 16:9 aspect ratio, speaker integrati (2x2 W), montaggio VESA (100 x 100mm / 200 x 100mm), cabinet nero, AI volto & Object detection.Funzione deterrenza visiva, testo sovra impressione personalizzabile su OSD, telecamera integrata 2MP, 3.06mm focale fissa, (107.7° H and 59.0° V), 120dB WDR, H.265/H.264/MJPEG, slide show & live video, micro SD/SDHC/SDXC, audio bidirezionale, hallway view mode, portrait and landscape display support, HPoE 802.3bt, DC 24V. ***alimentatore non incluso*** | Info | 2950
Monitor |  | SMT-2731PV | 27” AI PVM Monitor |  |  | PVM Monitor | NDAA compliant | Monitor 27” con motore AI, IP public view monitor (AI PVM) PIP & PBP support, risoluzione 1080p (1920 x 1080 60Hz), HDMI, Ethernet, 16:9 aspect ratio, speaker integrati (2x2 W), montaggio VESA (100 x 100mm / 200 x 100mm), cabinet nero, AI volto & Object detection.Funzione deterrenza visiva, testo sovra impressione personalizzabile su OSD, telecamera integrata 2MP, 3.06mm focale fissa, (107.7° H and 59.0° V), 120dB WDR, H.265/H.264/MJPEG, slide show & live video, micro SD/SDHC/SDXC, audio bidirezionale, hallway view mode, portrait and landscape display support, HPoE 802.3bt, DC 24V. ***alimentatore non incluso*** | Info | 2500
Monitor |  | SMT-1030PV | 10" IP PVM Monitor (Black) |  |  | PVM Monitor | NDAA compliant | 10.1" IP public view monitor,1080p (1920x1080), HDMI, Ethernet, 16:9 aspect ratio, attacco VESA (100 x 100mm / 200 x 100mm), involucro nero, display di rilevamento del viso per un deterrente visivo, sovrapposizione di testo personalizzabile con "registrazione in corso" preconfigurata OSD, con telecamera da 2MP IP, ottica fissa 4.6mm (73.8°H), 150dB WDR, H.265/H.264/MJPEG, WiseStream II, micro SD/SDHC/SDXC, 12V DC | Info | 970
Monitor Power Adapter |  | SPU-60241 | DC 24V Adapter for AI PVM |  |  |  | NDAA Compliant | 60W(24V) Adaptor + Power Cord package, compatible with PVM lineup (SMT-3221PV/3231PV, SMT-2721PV/2731PV, SMT-1031PV/1031PVW) | Info | 99
Monitor Stand |  | SBM-4343 | Monitor Stand Compatible with SMT-4343, 3234, 3240 |  |  |  | NDAA compliant | Monitor Stand Compatible with SMT-4343, 3234, 3240 | Info | 110
Controller
Controller - Analog |  | SPC-2001 | Controller |  |  | Controller | NDAA compliant | Controller, 3-Axis 12 bottoni USB Joystick Controller per NVRs WAVE SSM e Wisenet Viewer | Info | 985
Controller - Net / Analog |  | SPC-7000 | Controller |  |  | Controller | Prodotto End Of Life, Disponibilità Limitata | Controller, IP system keyboard with touch screen TFT LCD, Interchangeable 3D joystick & jog shuttle for left or right handed users, RS-485, DVR/NVR, Matrix & PTZ control, 1CH video input/output, SSM using USB interface only. | Info | 1300
Controller - Analog |  | SPC-2010 | Controller |  |  | Controller | NDAA compliant | Controller, 3D joystick, 2 line text LCD display, built-in jog shuttle, up to 255 PTZ/zoom cameras, RS-485, DVR, supports Multi-protocol | Info | 833
Controller - Analog |  | SPC-1010 | Controller |  |  | Controller | NDAA compliant | Controller, PTZ joystick controller, 2 line text LCD display, up to 255 PTZ/zoom cameras, RS-485 | Info | 461
VMS - Wisenet Wave
Wisenet WAVE |  | Wave VMS | Software Wave |  |  | VMS | NDAA compliant | Wisenet Wave - Live Viewer illimitato Recording Trial 30 giorni - Registrazione 4 canali - Download link: www.hanwha-security.eu/it/wisenet-wave/ |  | FREE DOWNLOAD
Wisenet WAVE |  | WAVE-PRO-01 | WAVE, 1x IP camera license |  |  | VMS | NDAA compliant | Wave licenza Professional. Attivazione della registrazione di una (1) telecamera IP, include l'aggiornamento del SW a vita. Non sono richiesti costi di manutenzione annuali.(Massimo disattivazioni giustificate 3 volte tramite supporto tecnico) |  | 133
Wisenet WAVE |  | WAVE-PRO-04 | WAVE, 4x IP camera license |  |  | VMS | NDAA compliant | Wave licenza Professional. Attivazione della registrazione di quattro (4) telecamere IP, include l'aggiornamento del SW a vita. Non sono richiesti costi di manutenzione annuali.(Massimo disattivazioni giustificate 3 volte tramite supporto tecnico) |  | 532
Wisenet WAVE |  | WAVE-PRO-08 | WAVE, 8x IP camera license |  |  | VMS | NDAA compliant | Wave licenza Professional. Attivazione della registrazione di otto (8) telecamere IP, include l'aggiornamento del SW a vita. Non sono richiesti costi di manutenzione annuali.(Massimo disattivazioni giustificate 3 volte tramite supporto tecnico) |  | 1064
Wisenet WAVE |  | WAVE-PRO-16 | WAVE, 16x IP camera license |  |  | VMS | NDAA compliant | Wave licenza Professional. Attivazione della registrazione di sedici (16) telecamere IP, include l'aggiornamento del SW a vita. Non sono richiesti costi di manutenzione annuali.(Massimo disattivazioni giustificate 3 volte tramite supporto tecnico) |  | 2128
Wisenet WAVE |  | WAVE-PRO-24 | WAVE, 24x IP camera license |  |  | VMS | NDAA compliant | Wave licenza Professional. Attivazione della registrazione di ventiquattro (24) telecamere IP, include l'aggiornamento del SW a vita. Non sono richiesti costi di manutenzione annuali.(Massimo disattivazioni giustificate 3 volte tramite supporto tecnico) |  | 3192
Wisenet WAVE |  | WAVE-PRO-48 | WAVE, 48x IP camera license |  |  | VMS | NDAA compliant | Wave licenza Professional. Attivazione della registrazione di quarantotto (48) telecamere IP, include l'aggiornamento del SW a vita. Non sono richiesti costi di manutenzione annuali.(Massimo disattivazioni giustificate 3 volte tramite supporto tecnico) |  | 6384
Wisenet WAVE |  | WAVE-VW-02 | WAVE, Video Wall license |  |  | VMS | NDAA compliant | WAVE licenza Video Wall . Attivazione della gestione di due (2) monitors, include l'aggiornamento del SW a vita. Non sono richiesti costi di manutenzione annuali.(Massimo disattivazioni giustificate 3 volte tramite supporto tecnico) |  | 823
Wisenet WAVE |  | WAVE-ENC-04 | WAVE, 4 channel encoder license |  |  | VMS | NDAA compliant | WAVE licenza gestione Encoder. Attivazione della registrazione di quattro (4) canali, include l'aggiornamento del SW a vita. Non sono richiesti costi di manutenzione annuali.(Massimo disattivazioni giustificate 3 volte tramite supporto tecnico) |  | 116
Wisenet WAVE |  | WAVE-IO-01 | WAVE, I/O module license |  |  | VMS | NDAA compliant | WAVE licenza I/O. Attivazione della gestione di un (1) modulo I/O, include l'aggiornamento del SW a vita. Non sono richiesti costi di manutenzione annuali.(Massimo disattivazioni giustificate 3 volte tramite supporto tecnico) |  | 116
Wisenet WAVE |  | WAVE-EMB-04 | WAVE, 4 channel embedded recorder |  |  | VMS | NDAA compliant | WAVE licenza NVR. Attivazione di quattro (4) canali provenienti da NVR Hanwha per gestione del registrato, include l'aggiornamento del SW a vita. Non sono richiesti costi di manutenzione annuali.(Massimo disattivazioni giustificate 3 volte tramite supporto tecnico) |  | 116
VMS - Wisenet SSM
SSM 2.x |  | SSW-CH00L | Core Server - 1CH Viewer licence |  |  | VMS | NDAA compliant | SSM 2.x Core Server - 1CH HTW, ONVIF viewing licence | info | FOC
SSM 2.x |  | SSW-CH01L | Core Server - 1CH HTW, ONVIF recording |  |  | VMS | NDAA compliant | SSM 2.x Core Server - 1CH HTW, ONVIF recording licence | info | 95
SSM 2.x |  | SSW-CH04L | Core Server - 4CH HTW, ONVIF recording |  |  | VMS | NDAA compliant | SSM 2.x Core Server - 4CH HTW, ONVIF recording | info | 380
SSM 2.x |  | SSW-CH08L | Core Server - 8CH HTW, ONVIF recording |  |  | VMS | NDAA compliant | SSM 2.x Core Server - 8CH HTW, ONVIF recording | info | 760
SSM 2.x |  | SSW-CH16L | Core Server - 16CH HTW, ONVIF recording |  |  | VMS | NDAA compliant | SSM 2.x Core Server - 16CH HTW, ONVIF recording | info | 1520
SSM 2.x |  | SSW-CH32L | Core Server - 32CH HTW, ONVIF recording |  |  | VMS | NDAA compliant | SSM 2.x Core Server - 32CH HTW, ONVIF recording | info | 3040
SSM 2.x |  | SSW-CH64L | Core Server - 64CH HTW, ONVIF recording |  |  | VMS | NDAA compliant | SSM 2.x Core Server - 64CH HTW, ONVIF recording | info | 6080
SSM 2.x |  | SSW-CH128L | Core Server - 128CH HTW, ONVIF recording |  |  | VMS | NDAA compliant | SSM 2.x Core Server - 128CH HTW, ONVIF recording licence | info | 9120
SSM 2.x |  | SSW-VD10L | Virtual Matrix Decoder |  |  | VMS | NDAA compliant | SSM 2.x Virtual Matrix Decoder | info | 538
SSM 2.x |  | SSW-TS10L | SSM Transaction server |  |  | VMS | NDAA compliant | SSM 2.x Transaction server | info | 3040
SSM 2.x |  | SSW-PL01L | SSM ANPR Module |  |  | VMS | NDAA compliant | SSM 2.x ANPR Module – 1CH of ANPR in SSM. Requires IP Channels + Recording Server | info | 440
SSM 2.x |  | SSW-PL02L | SSM ANPR Module |  |  | VMS | NDAA compliant | SSM 2.x ANPR Module – 2CH of ANPR in SSM. Requires IP Channels + Recording Server | info | 870
SSM 2.x |  | SSW-PL03L | SSM ANPR Module |  |  | VMS | NDAA compliant | SSM 2.x ANPR Module – 3CH of ANPR in SSM. Requires IP Channels + Recording Server | info | 1300
SSM 2.x |  | SSW-PL04L | SSM ANPR Module |  |  | VMS | NDAA compliant | SSM 2.x ANPR Module – 4CH of ANPR in SSM. Requires IP Channels + Recording Server | info | 1740
SSM 2.x |  | SSW-PL10L | SSM ANPR Module |  |  | VMS | NDAA compliant | SSM 2.x ANPR Module – 5CH + of ANPR in SSM. Requires IP Channels + Recording Server | info | 4340
SSM 2.x |  | SSW-CH9000 | VLTS license |  |  | VMS | NDAA Compliant | VLTS license | info | 1200
Switch & Router AMG
Switch |  | AMG570-2GBT-2GAT-2S-P240/HWEU | Industrial 6 Port Managed Switch |  |  | Switch & Router | NDAA compliant | Industrial 6 Port Managed Switch, 2 x 10/100/1000Base-T(x) RJ45 Ports with 802.3bt 60/90W PoE, 2 x 10/100/1000Base-T(x) RJ45 Ports with 802.3at 30W PoE, 2 x 100/1000/2.5G Base-FX SFP Ports, DIN Rail / Wall Mount, -40°C to +75°C, 48-56VDC Power Input |  | 1460
PoE Switch |  | AMG350-4GAT-1G-P120 | 4 port PoE Switch & 1 Port Non POE |  |  | Switch & Router | Prodotto End Of Life, Disponibilità Limitata | Industrial 5 Port Unmanaged PoE Switch 4 x 10/100/1000Base-T(x) RJ45 Ports with 802.3at 30W PoE, 1 x 10/100/1000Base-T(x) RJ45 Port, DIN Rail / Wall Mount, -40°C to +75°C, 48-56VDC Power Input | Info | 761
PoE Router |  | AMG750-1G-4GAT-1E4-P120/HWEU | Industrial 4G/LTE Cat4 EU PoE Router |  |  | Switch & Router | Prodotto End Of Life, Disponibilità Limitata | Industrial 4G/LTE Cat4 EU PoE Router 4 x 10/100/1000Base-T(x) RJ45 Ports with 802.3at 30W PoE, 1 x 10/100/1000Base-T(x) RJ45 WAN Port, WiFi, RS232/485 Serial, Dual SIM, DIN Rail Mount, -40°C to +75°C, 24-56VDC Power Input With Voltage Booster |  | 1827
Alimentatori & PoE Injectors AMG
PoE Power Supply |  | AMGPSU-I24-P60 | PoE Power Supply 60W |  |  | PoE & Injectors |  | AMGPSU-I24-P60 60W AC/DC 85-264Vin, 24Vout Power Supply, DIN-Rail mount | Link Datasheet | 112
PoE injector |  | AMG150-2GBT-P180/HWEU | Industrial 2 Port PoE Injector |  |  | PoE & Injectors | NDAA compliant | Industrial 2 Port PoE Injector, 2 x 10/100/1000Base-T(x) RJ45 Ports With 802.3bt 60/90W PoE, Can Be 1 x In & 1 x 90W Out Or 2 x 90W Out, DIN Rail / Wall Mount, -40°C to +75°C, 48-56 VDC Power Input |  | 451
PoE injector |  | AMG150-4GAT-P120/HWEU | Industrial 4 Port PoE Injector |  |  | PoE & Injectors | NDAA compliant | Industrial 4 Port PoE Injector, 4 x 10/100/1000Base-T(x) RJ45 Ports (Input), 4 x 10/100/1000Base-T(x) RJ45 Ports With 802.3at 30W PoE (Output), DIN Rail / Wall Mount, -40°C to +75°C, 48-56 VDC Power Input |  | 759
PoE Power Supply |  | AMGPSU-I48-P240 | PoE Power Supply 240W |  |  | PoE & Injectors |  | 48 VDC, 240W (5A) Industrial Power Supply, DIN-Rail Mounting, -40°C to +70°C, Fault Relay Output (Adjustable 48-53 VDC) | Link Datasheet | 233
PoE injector |  | AMG250-1GBT-1S-P90 | PoE injector 1 port PoE Ethernet, 1 port SFP |  |  | PoE & Injectors | Prodotto End Of Life, Disponibilità Limitata | Industrial Multirate PoE Media Converter 1 x 10/100/1000Base-T(x) RJ45 Port with 802.3bt 60/90W PoE, 1 x 100/1000Base-Fx SFP Port, DIN Rail / Wall Mount, -40°C to +75°C, 48-56VDC Power Input | Link Datasheet | 706
Illuminatori
Illuminatori |  | SECL-IR850-POE-S | Small POE IR LED Illuminator |  |  | Illuminatori IR | NDAA Compliant | Illuminatore IR compatto 850nm LED montaggio a muro, PoE 12W, distanza max 100m, sensibilitá fotocellula regolabile, completo di lenti intercambiabili per aperture 10, 30, 60, 95 gradi, IP66, IK09 | Link Datasheet | 423
Illuminatori |  | SECL-IR850-IPPOEPL-M | Medium IP POE IR LED Illuminator |  |  | Illuminatori IR | NDAA Compliant | Illuminatore IR media portata IR 850nm LED, montaggio a mure, IP based, PoE+ 26W, distanza max 187m, interfaccia web per gestione di tutti i parametri e configurazione, completo di lenti intercambiabili per aperture 10, 30, 60, 95 gradi, IP66, IK09. Integrato in WISENET WAVE | Link Datasheet | 871
Illuminatori |  | SECL-WL928-POE-S | Small POE White Light LED Illuminator |  |  | Illuminatori IR | NDAA Compliant | Illuminatore compatto 928lm 6500k LED, PoE 12W, massima distanza 68m, completo di lenti intercambiabili per aperture 10, 30, 60, 95 gradi, IP66, IK09 | Link Datasheet | 412
Illuminatori |  | SECL-WL1856-IPPOEPL-M | Medium IP POE White Light LED Illuminator |  |  | Illuminatori IR | NDAA Compliant | Illuminatore media portata 1856lm 6500k, IP based, PoE+ 26W, distanza massima 114m, interfaccia web per gestione di tutti i parametri e configurazione, completo di lenti intercambiabili per aperture 10, 30, 60, 95 gradi, IP66, IK09. Integrato in WISENET WAVE | Link Datasheet | 822
Security Lights |  | SECL-IR850-DC-S | Clarius Plus IR 850nm Small |  |  | Illuminatori IR | NDAA Compliant | Small Clarius PLUS Infra-Red Illuminator 850nm, max distances 132m, low power consumption (15W), Built-in photocell IR on/off, Telemetry input for camera day/night remote switching, angle 10, 30, 60, 95 degree, IP66 |  | 346
Security Lights |  | SECL-IR850-DC-M | Clarius Plus IR 850nm Medium |  |  | Illuminatori IR | NDAA Compliant | Medium Clarius PLUS Infra-Red Illuminator 850nm, max distances 187m, low power consumption (26W), Built-in photocell IR on/off, Telemetry input for camera day/night remote switching, angle 10, 30, 60, 95 degree, IP66 |  | 468
Illuminatori |  | SECL-BRCKT-WALL-1 | Single Wall Bracket for Illuminators |  |  | Illuminatori IR | NDAA Compliant | Staffa singola per illuminatori- Acciaio |  | 57
Illuminatori |  | SECL-BRCKT-WALL-2 | Double Wall Bracket for Illuminators |  |  | Illuminatori IR | NDAA Compliant | Staffa doppia per illuminatori - Completa di junction box IP67 - Acciaio |  | 128
Illuminatori |  | SECL-BRCKT-WALL-3 | Triple Wall Bracket for Illuminators |  |  | Illuminatori IR | NDAA Compliant | Staffa tripla per illuminatori - Completa di junction box IP67 - Acciaio |  | 166
Illuminatori |  | SECL-BRCKT-POLE | Pole Mount Bracket for Illuminators |  |  | Illuminatori IR | NDAA Compliant | Staffa montaggio a palo per illuminatori - completa di accessori per montaggio su palo da 7,5 a 20 cm - Acciaio |  | 104
Connettori SFP
SFP Multimode |  | SFP-MM-100M-BX2-31 | SFP Multimode |  |  | Connettori SFP | NDAA Compliant | SFP Multimode, 100Mb, 1 Fiber, 2Km, LC Connector, 1310nm Tx / 1550nm Rx, -40°C to +85°C, DDM (Mates With SFP-MM-100M-BX2-55) |  | 98
SFP Multimode |  | SFP-MM-100M-BX2-55 | SFP Multimode |  |  | Connettori SFP | NDAA Compliant | SFP Multimode, 100Mb, 1 Fiber, 2Km, LC Connector, 1550nm Tx / 1310nm Rx, -40°C to +85°C, DDM (Mates With SFP-MM-100M-BX2-31) |  | 98
SFP Singlemode |  | SFP-SM-100M-BX20-31 | SFP Multimode |  |  | Connettori SFP | NDAA Compliant | SFP Singlemode, 100Mb, 1 Fiber, 20Km, LC Connector, 1310nm Tx / 1550nm Rx, -40°C to +85°C, DDM (Mates With SFP-SM-100M-BX20-55) |  | 98
SFP Singlemode |  | SFP-SM-100M-BX20-55 | SFP Multimode |  |  | Connettori SFP | NDAA Compliant | SFP Singlemode, 100Mb, 1 Fiber, 20Km, LC Connector, 1550nm Tx / 1310nm Rx, -40°C to +85°C, DDM (Mates With SFP-SM-100M-BX20-31) |  | 98
SFP Copper |  | SNI-SFP-CU | SFP Copper |  |  | Connettori SFP | NDAA Compliant | SFP Copper, 10/100/1000BASE-T RJ45 Port, 1000BASE-X SFP Interface, 100m, -40°C to +85°C |  | 99
SFP Multimode |  | SNI-SFP-MM | SFP Multimode |  |  | Connettori SFP | NDAA Compliant | SFP Multimode, 1Gb, 2 Fibers, 2Km, LC Connectors, 1310nm Tx/Rx, -40°C to +85°C, DDM |  | 79
SFP Singlemode |  | SNI-SFP-SM | SFP Singlemode |  |  | Connettori SFP | NDAA Compliant | SFP Singlemode, 1Gb, 2 Fibers, 20Km, LC Connectors, 1310nm Tx/Rx, -40°C to +85°C, DDM |  | 79
Out of Box products
Out of Box products |  | XNO-6123R/RW | 2MP IR 12x Bullet inclusa 32GB SD Card e licenza applicazione RoadWatch ANPR | X Series | 2MP | Bullet | NDAA compliant | X series processore Wisenet 7 SoC telecamera di rete con IR da esterno antivandalo bullet con a bordo 32GB SD Card e licenza applicazione RoadWatch ANPR; List Management, Smart Search, Statistics, Barrier Trigger, ANPR Setup Wizard, integrazione con WAVE VMS, JSON & UTMC protocols, 2MP @60fps, Full HD (1080p), varifocale motorizzata 5.2 ~ 62.4mm (12x), H.265/H.264/MJPEG con WiseStream III, Multiple streaming, 150dB WDR, True Day & Night (ICR), illuminatori IR LEDs ad alta intensità fino a 90m, LC, PTZ Handover; Sistema digitale stabilizzazione immagine con integrato Gyro sensor, IP66/IP67, IK10, Nema 4X, PoE+/12VDC |  | 2504
Out of Box products |  | XNO-C6083R/RW | 2MP IR 4.3x Bullet inclusa 32GB SD Card e licenza applicazione RoadWatch ANPR | X Series | 2MP | Bullet | NDAA compliant | X series processore Wisenet 7 SoC telecamera di rete con IR da esterno antivandalo bullet con a bordo 32GB SD Card e licenza applicazione RoadWatch ANPR; List Management, Smart Search, Statistics, Barrier Trigger, ANPR Setup Wizard, integrazione con WAVE VMS, JSON & UTMC protocols, 2MP @60fps, Full HD (1080p), varifocale motorizzata 2.8~12mm (4.3x), triple codec H.265/H.264/MJPEG con WiseStream III, Multiple streaming, extreme WDR (150dB), Auto Day & Night (ICR), IR visibile fino a 40m, Next level Cybersecurity, Sistema digitale stabilizzazione immagine con integrato Gyro sensor, Bi-directional audio, IP66/IP67, IK10, NEMA4X, PoE/12VDC |  | 2104
Out of Box products |  | XNV-C6083R/RW | 2MP IR 4.3x Vandal Dome inclusa 32GB SD Card e licenza applicazione RoadWatch ANPR | X Series | 2MP | Vandal Dome | NDAA compliant | X series processore Wisenet 7 SoC telecamera di rete con IR da esterno antivandalo Dome con a bordo 32GB SD Card e licenza applicazione RoadWatch ANPR; List Management, Smart Search, Statistics, Barrier Trigger, ANPR Setup Wizard, integrazione con WAVE VMS, JSON & UTMC protocols, 2MP @60fps, Full HD (1080p), varifocale motorizzata 2.8~12mm (4.3x), triple codec H.265/H.264/MJPEG con WiseStream III, Multiple streaming, extreme WDR (150dB), Auto Day & Night (ICR), IR visibile fino a 40m, Next level Cybersecurity, Sistema digitale stabilizzazione immagine con integrato Gyro sensor, Bi-directional audio, IP66/IP67, IK10, NEMA4X, PoE/12VDC |  | 2104
Out of Box products |  | XNO-6120R/RW | 2MP IR 12x Bullet inclusa 32GB SD Card e licenza applicazione RoadWatch ANPR | X Series | 2MP | Bullet | NDAA compliant | X series processore Wisenet 5 SoC telecamera di rete con IR da esterno antivandalo bullet con a bordo 32GB SD Card e licenza applicazione RoadWatch ANPR; List Management, Smart Search, Statistics, Barrier Trigger, ANPR Setup Wizard, integrazione con WAVE VMS, JSON & UTMC protocols, 2MP @60fps, Full HD (1080p), varifocale motorizzata 5.2 ~ 62.4mm (12x) (54.58°~5.30°), triple codec H.265/H.264/MJPEG con WiseStream II, Multiple streaming, 150dB WDR, True Day & Night (ICR), illuminatori IR LEDs ad alta intensità fino a 70m, HLC, Handover, Sistema digitale stabilizzazione immagine con integrato Gyro sensor, Bi-directional audio, IP67, IK10, Nema 4X, PoE/12VDC/24VAC |  | 2306
Out of Box products |  | XNO-6080R/RW | 2MP IR 4.3x Bullet inclusa 32GB SD Card e licenza applicazione RoadWatch ANPR | X Series | 2MP | Bullet | NDAA compliant | X series processore Wisenet 5 SoC telecamera di rete con IR da esterno antivandalo bullet con a bordo 32GB SD Card e licenza applicazione RoadWatch ANPR; List Management, Smart Search, Statistics, Barrier Trigger, ANPR Setup Wizard, integrazione con WAVE VMS, JSON & UTMC protocols, 2MP @60fps, Full HD (1080p), varifocale motorizzata 2.8 ~ 12.0mm (4.3x) (119.5°~27.9°), triple codec H.265/H.264/MJPEG con WiseStream II, Multiple streaming, 150dB WDR, True Day & Night (ICR), illuminatori IR LEDs ad alta intensità fino a 50m, HLC, Handover, Sistema digitale stabilizzazione immagine con integrato Gyro sensor, Bi-directional audio, IP67, IK10, Nema 4X, PoE/12VDC/24VAC |  | 1630
Out of Box products |  | XNV-6080R/RW | 2MP IR 4.3x Vandal Dome inclusa 32GB SD Card e licenza applicazione RoadWatch ANPR | X Series | 2MP | Vandal Dome | NDAA compliant | X series processore Wisenet 5 SoC telecamera di rete con IR da esterno antivandalo Dome con a bordo 32GB SD Card e licenza applicazione RoadWatch ANPR; List Management, Smart Search, Statistics, Barrier Trigger, ANPR Setup Wizard, integrazione con WAVE VMS, JSON & UTMC protocols, 2MP @60fps, Full HD (1080p), varifocale motorizzata 2.8 ~ 12.0mm (4.3x) (119.5°~27.9°), triple codec H.265/H.264/MJPEG con WiseStream II, Multiple streaming, 150dB WDR, True Day & Night (ICR), illuminatori IR LEDs ad alta intensità fino a 50m, HLC, Handover, Sistema digitale stabilizzazione immagine con integrato Gyro sensor, Bi-directional audio, IP67, IK10, Nema 4X, PoE/12VDC/24VAC |  | 1751
Out of Box products |  | FFG-RW-1CH | RoadWatch 1 Licenza canale video |  |  | Plug-in | NDAA Compliant Richiede SD Card (da acquistare separatamente) | Nota: una MicroSD da minimo 32GB classe 10 è richiesti per la raccolta eventi ed integrazione (codice prodotto: SAMSUNG-MB-MJ32KA). Licenza RoadWatch 1 canale, Edge based ANPR per Telecamere X Series Wisenet 5 & 7, supporta 1 corsia con velocità massima di 90km/h(55mph), accuratezza riconoscimento 95%, riconosce targhe di 42 Paesi Europei, Direzione di marcia, Gestione liste veicoli, Apertura barriera, Smart Search (targhe complese/parziali, paese, date e combinazioni), Ricerca ed esportazione in formato Excel, Statistics Widget (per giorno o settimane), Setup Tools (Wizard, Freeze Frame, Plate Angle & Size), Settings Export/Import e database backup, intregrazione con WAVE VMS, SSM VMS, JSON & UTMC protocols |  | 864
Video Recording Servers
Server + Storage |  | 1U-4BAY-SERVER-12TB-RAW | 1U 4 Bay Hot-swap Rackmount Server | 1U-4BAY |  | SERVER | NDAA Compliant | 1U 4 Bay Hot-swap Rackmount Server with raw storage of 12TB with RAID5 8TB, Intel Xeon E-2236 6 Core, 16GB RAM, 2 x 1Gbe, On-board VGA, Windows Server 2022, 2 x M2 256GB SSD in RAID1, 300W Redundant PSU, 5 Year NBD Warranty, Includes 2 x Power Cables, Rack-mount kit and Keyboard/Mouse set |  | 8125
Server + Storage |  | 1U-4BAY-SERVER-24TB-RAW | 1U 4 Bay Hot-swap Rackmount Server | 1U-4BAY |  | SERVER | NDAA Compliant | 1U 4 Bay Hot-swap Rackmount Server with raw storage of 24TB with RAID5 16TB, Intel Xeon E-2236 6 Core, 16GB RAM, 2 x 1Gbe, On-board VGA, Windows Server 2022, 2 x M2 256GB SSD in RAID1, 300W Redundant PSU, 5 Year NBD Warranty, Includes 2 x Power Cables, Rack-mount kit and Keyboard/Mouse set |  | 9345
Server + Storage |  | 1U-4BAY-SERVER-32TB-RAW | 1U 4 Bay Hot-swap Rackmount Server | 1U-4BAY |  | SERVER | NDAA Compliant | 1U 4 Bay Hot-swap Rackmount Server with raw storage of 32TB with RAID5 24TB, Intel Xeon E-2236 6 Core, 16GB RAM, 2 x 1Gbe, On-board VGA, Windows Server 2022, 2 x M2 256GB SSD in RAID1, 300W Redundant PSU, 5 Year NBD Warranty, Includes 2 x Power Cables, Rack-mount kit and Keyboard/Mouse set |  | 11190
Server + Storage |  | 1U-4BAY-SERVER-40TB-RAW | 1U 4 Bay Hot-swap Rackmount Server | 1U-4BAY |  | SERVER | NDAA Compliant | 1U 4 Bay Hot-swap Rackmount Server with raw storage of 40TB with RAID5 30TB, Intel Xeon E-2236 6 Core, 16GB RAM, 2 x 1Gbe, On-board VGA, Windows Server 2022, 2 x M2 256GB SSD in RAID1, 300W Redundant PSU, 5 Year NBD Warranty, Includes 2 x Power Cables, Rack-mount kit and Keyboard/Mouse set |  | 12765
Server + Storage |  | 1U-4BAY-SERVER-48TB-RAW | 1U 4 Bay Hot-swap Rackmount Server | 1U-4BAY |  | SERVER | NDAA Compliant | 1U 4 Bay Hot-swap Rackmount Server with raw storage of 48TB with RAID5 36TB, Intel Xeon E-2236 6 Core, 16GB RAM, 2 x 1Gbe, On-board VGA, Windows Server 2022, 2 x M2 256GB SSD in RAID1, 300W Redundant PSU, 5 Year NBD Warranty, Includes 2 x Power Cables, Rack-mount kit and Keyboard/Mouse set |  | 13839
Server + Storage |  | 1U-4BAY-SERVER-56TB-RAW | 1U 4 Bay Hot-swap Rackmount Server | 1U-4BAY |  | SERVER | NDAA Compliant | 1U 4 Bay Hot-swap Rackmount Server with raw storage of 56TB with RAID5 42TB, Intel Xeon E-2236 6 Core, 16GB RAM, 2 x 1Gbe, On-board VGA, Windows Server 2022, 2 x M2 256GB SSD in RAID1, 300W Redundant PSU, 5 Year NBD Warranty, Includes 2 x Power Cables, Rack-mount kit and Keyboard/Mouse set |  | 14034
Server Config |  | 1U-4BAY-SERVER-RAID6CONFIG | 1U 4 Bay Hot-swap Rackmount Server | 1U-4BAY |  | SERVER | NDAA Compliant | RAID6 configuration applies to 1U 4 Bay Hot-swap Rackmount Servers (1U-4BAY-SERVER), changing from default RAID5 configuration to RAID6, useable storage will be affected |  | FOC
Server + Storage |  | 2U-12BAY-SERVER-64TB-RAW | 2U 12 Bay Hot-swap Rackmount Serve | 2U-12BAY |  | SERVER | NDAA Compliant | 2U 12 Bay Hot-swap Rackmount Server with raw storage of 64TB with RAID5 48TB, Intel Xeon E-2236 6 Core, 16GB RAM, 2 x 1Gbe, On-board VGA, Windows Server 2022, 2 x 240GB SSD in RAID1, 800W Redundant PSU, 5 Year NBD Warranty, Includes 2 x Power Cables, Rack-mount kit and Keyboard/Mouse set |  | 15311
Server + Storage |  | 2U-12BAY-SERVER-72TB-RAW | 2U 12 Bay Hot-swap Rackmount Serve | 2U-12BAY |  | SERVER | NDAA Compliant | 2U 12 Bay Hot-swap Rackmount Server with raw storage of 72TB with RAID5 56TB, Intel Xeon E-2236 6 Core, 16GB RAM, 2 x 1Gbe, On-board VGA, Windows Server 2022, 2 x 240GB SSD in RAID1, 800W Redundant PSU, 5 Year NBD Warranty, Includes 2 x Power Cables, Rack-mount kit and Keyboard/Mouse set |  | 16115
Server + Storage |  | 2U-12BAY-SERVER-80TB-RAW | 2U 12 Bay Hot-swap Rackmount Serve | 2U-12BAY |  | SERVER | NDAA Compliant | 2U 12 Bay Hot-swap Rackmount Server with raw storage of 80TB with RAID5 64TB, Intel Xeon E-2236 6 Core, 16GB RAM, 2 x 1Gbe, On-board VGA, Windows Server 2022, 2 x 240GB SSD in RAID1, 800W Redundant PSU, 5 Year NBD Warranty, Includes 2 x Power Cables, Rack-mount kit and Keyboard/Mouse set |  | 16920
Server + Storage |  | 2U-12BAY-SERVER-88TB-RAW | 2U 12 Bay Hot-swap Rackmount Serve | 2U-12BAY |  | SERVER | NDAA Compliant | 2U 12 Bay Hot-swap Rackmount Server with raw storage of 88TB with RAID5 72TB, Intel Xeon E-2236 6 Core, 16GB RAM, 2 x 1Gbe, On-board VGA, Windows Server 2022, 2 x 240GB SSD in RAID1, 800W Redundant PSU, 5 Year NBD Warranty, Includes 2 x Power Cables, Rack-mount kit and Keyboard/Mouse set |  | 20101
Server + Storage |  | 2U-12BAY-SERVER-96TB-RAW | 2U 12 Bay Hot-swap Rackmount Serve | 2U-12BAY |  | SERVER | NDAA Compliant | 2U 12 Bay Hot-swap Rackmount Server with raw storage of 96TB with RAID5 80TB, Intel Xeon E-2236 6 Core, 16GB RAM, 2 x 1Gbe, On-board VGA, Windows Server 2022, 2 x 240GB SSD in RAID1, 800W Redundant PSU, 5 Year NBD Warranty, Includes 2 x Power Cables, Rack-mount kit and Keyboard/Mouse set |  | 21958
Server + Storage |  | 2U-12BAY-SERVER-110TB-RAW | 2U 12 Bay Hot-swap Rackmount Serve | 2U-12BAY |  | SERVER | NDAA Compliant | 2U 12 Bay Hot-swap Rackmount Server with raw storage of 110TB with RAID5 90TB, Intel Xeon E-2236 6 Core, 16GB RAM, 2 x 1Gbe, On-board VGA, Windows Server 2022, 2 x 240GB SSD in RAID1, 800W Redundant PSU, 5 Year NBD Warranty, Includes 2 x Power Cables, Rack-mount kit and Keyboard/Mouse set |  | 25192
Server + Storage |  | 2U-12BAY-SERVER-120TB-RAW | 2U 12 Bay Hot-swap Rackmount Serve | 2U-12BAY |  | SERVER | NDAA Compliant | 2U 12 Bay Hot-swap Rackmount Server with raw storage of 120TB with RAID5 100TB, Intel Xeon E-2236 6 Core, 16GB RAM, 2 x 1Gbe, On-board VGA, Windows Server 2022, 2 x 240GB SSD in RAID1, 800W Redundant PSU, 5 Year NBD Warranty, Includes 2 x Power Cables, Rack-mount kit and Keyboard/Mouse set |  | 27566
Server + Storage |  | 2U-12BAY-SERVER-144TB-RAW | 2U 12 Bay Hot-swap Rackmount Serve | 2U-12BAY |  | SERVER | NDAA Compliant | 2U 12 Bay Hot-swap Rackmount Server with raw storage of 144TB with RAID5 120TB, Intel Xeon E-2236 6 Core, 16GB RAM, 2 x 1Gbe, On-board VGA, Windows Server 2022, 2 x 240GB SSD in RAID1, 800W Redundant PSU, 5 Year NBD Warranty, Includes 2 x Power Cables, Rack-mount kit and Keyboard/Mouse set |  | 30929
Server + Storage |  | 2U-12BAY-SERVER-168TB-RAW | 2U 12 Bay Hot-swap Rackmount Serve | 2U-12BAY |  | SERVER | NDAA Compliant | 2U 12 Bay Hot-swap Rackmount Server with raw storage of 168TB with RAID5 140TB, Intel Xeon E-2236 6 Core, 16GB RAM, 2 x 1Gbe, On-board VGA, Windows Server 2022, 2 x 240GB SSD in RAID1, 800W Redundant PSU, 5 Year NBD Warranty, Includes 2 x Power Cables, Rack-mount kit and Keyboard/Mouse set |  | 34907
Server + Storage |  | 2U-12BAY-SERVER-192TB-RAW | 2U 12 Bay Hot-swap Rackmount Serve | 2U-12BAY |  | SERVER | NDAA Compliant | 2U 12 Bay Hot-swap Rackmount Server with raw storage of 192TB with RAID5 160TB, Intel Xeon E-2236 6 Core, 16GB RAM, 2 x 1Gbe, On-board VGA, Windows Server 2022, 2 x 240GB SSD in RAID1, 800W Redundant PSU, 5 Year NBD Warranty, Includes 2 x Power Cables, Rack-mount kit and Keyboard/Mouse set |  | 37247
Server Upgrade |  | 10GB NIC-UPGRADE | 2U Server upgrade Card | 2U-12BAY |  | SERVER | NDAA compliant | 2 Port Intel 10GbE Lan Card - RJ45 Copper (2U servers only) |  | 1038
Server Config |  | 2U-12BAY-SERVER-RAID6CONFIG | 2U 12 Bay Hot-swap Rackmount Serve | 2U-12BAY |  | SERVER | NDAA compliant | RAID6 configuration applies to 2U 12 Bay Hot-swap Rackmount Servers (2U-12BAY-SERVER), changing from default RAID5 configuration to RAID6, useable storage will be affected |  | FOC
Client |  | CLIENT-QUBE-i5-2MO | Mini Qube 4 Bay client with on-board Intel 730 GPU, Intel Core 12th Gen i5 10 Cores | QUBE |  | CLIENT | NDAA compliant | Mini Qube 4 Bay client with on-board Intel 730 GPU, Intel Core 12th Gen i5 10 Cores, 16GB RAM, 2 x 1Gbe, 1 x DP (with HDMI adaptor), 1x HDMI, Win 11 PRO, 250GB SSD, 250W PSU, 5 Year NBD Warranty, Includes 1 x Power Cable and Keyboard/Mouse set |  | 4381
Client |  | CLIENT-QUBE-i7-2MO | Mini Qube 4 Bay client with on-board Intel 770 GPU, Intel Core 12th Gen i7 10 Cores | QUBE |  | CLIENT | NDAA compliant | Mini Qube 4 Bay client with on-board Intel 770 GPU, Intel Core 12th Gen i7 10 Cores, 16GB RAM, 2 x 1Gbe, 1 x DP (with HDMI adaptor), 1x HDMI, Win 11 PRO, 250GB SSD, 250W PSU, 5 Year NBD Warranty, Includes 1 x Power Cable and Keyboard/Mouse set |  | 5307
Client |  | CLIENT-QUBE-i7-2MO-4TB | Mini Qube 4 Bay client with 4TB HDD | QUBE |  | CLIENT | NDAA compliant | Mini Qube 4 Bay 4TB JBOD HDD client with on-board Intel 730 GPU, Intel Core 12th Gen i7 10 Cores, 16GB RAM, 2 x 1Gbe, 1 x DP (with HDMI adaptor), 1x HDMI, Win 11 PRO, 250GB SSD, 250W PSU, 5 Year NBD Warranty, Includes 1 x Power Cable and Keyboard/Mouse set |  | 5432
Client |  | CLIENT-QUBE-i7-2MO-8TB | Mini Qube 4 Bay client with 8TB HDD | QUBE |  | CLIENT | NDAA compliant | Mini Qube 4 Bay 8TB JBOD HDD client with on-board Intel 730 GPU, Intel Core 12th Gen i7 10 Cores, 16GB RAM, 2 x 1Gbe, 1 x DP (with HDMI adaptor), 1x HDMI, Win 10 PRO, 250GB SSD, 250W PSU, 5 Year NBD Warranty, Includes 1 x Power Cable and Keyboard/Mouse set |  | 5721
Client |  | CLIENT-QUBE-i7-2MO-16TB | Mini Qube 4 Bay client with 16TB HDD | QUBE |  | CLIENT | NDAA compliant | Mini Qube 4 Bay 16TB JBOD HDD client with on-board Intel 730 GPU, Intel Core 12th Gen i7 10 Cores, 16GB RAM, 2 x 1Gbe, 1 x DP (with HDMI adaptor), 1x HDMI, Win 10 PRO, 250GB SSD, 250W PSU, 5 Year NBD Warranty, Includes 1 x Power Cable and Keyboard/Mouse set |  | 6443
Client |  | CLIENT-QUBE-i7-2MO-24TB | Mini Qube 4 Bay client with 24TB HDD | QUBE |  | CLIENT | NDAA compliant | Mini Qube 4 Bay 24TB JBOD HDD client with on-board Intel 730 GPU, Intel Core 12th Gen i7 10 Cores, 16GB RAM, 2 x 1Gbe, 1 x DP (with HDMI adaptor), 1x HDMI, Win 10 PRO, 250GB SSD, 250W PSU, 5 Year NBD Warranty, Includes 1 x Power Cable and Keyboard/Mouse set |  | 7165
Client |  | QUBE-i5-2MO-4-MON-UPGRADE-T1000 | Mini Qube 4 Bay client with Intel T1000 GPU | QUBE |  | CLIENT | NDAA Compliant | Mini Qube 4 Bay client with Intel T1000 GPU, Intel Core 12th Gen i5 10 Cores, 16GB RAM, 2 x 1Gbe, 4x mini Display port (with full size display port adapters), Win 11 PRO, 250GB SSD, 250W PSU, 5 Year NBD Warranty, Includes 1 x Power Cable and Keyboard/Mouse set |  | 5822
Client |  | QUBE-i7-2MO-4-MON-UPGRADE-T1000 | Mini Qube 4 Bay client with Intel T1000 GPU | QUBE |  | CLIENT | NDAA Compliant | Mini Qube 4 Bay client with Intel T1000 GPU, Intel Core 12th Gen i7 10 Cores, 16GB RAM, 2 x 1Gbe, 4x mini Display port (with full size display port adapters), Win 11 PRO, 250GB SSD, 250W PSU, 5 Year NBD Warranty, Includes 1 x Power Cable and Keyboard/Mouse set |  | 6780
Client |  | SL-1U-RCKMNT-CLIENT-2MO | 1U Rack mount Client 2x monitor out |  |  | CLIENT | NDAA Compliant | 1U Rack mount Client 2x monitor out i7 16GB RAM 250GB SSD Nvidia Quadro P400 GPU 2x GB LAN Windows 10 |  | 5460
Client |  | SL-1U-RCKMNT-CLIENT-4MO | 1U Rack mount Client 4x monitor out |  |  | CLIENT | NDAA Compliant | 1U Rack mount Client 4x monitor out i7 16GB RAM 250GB SSD Nvidia Quadro T1000 GPU 2x GB LAN Windows 10 |  | 6297
Management Server |  | 1U-MSERVER | 1U 4 Bay Hot-swap Rackmount Management Server | 1U-4BAY |  | SERVER | NDAA Compliant | 1U 4 Bay Hot-swap Rackmount Management Server, Intel Xenon E 6 Core, 16GB RAM, 2 x 1Gbe, On-board VGA, Win 10 PRO, 2 x 240GB SSD in RAID1, 300W Redundant PSU, Includes 2 x Power Cables, Rack-mount kit and Keyboard/Mouse set |  | 6638
Rack Chassis |  | AMG2034-1256-DD/HWEU | Industrial Retractable Rack Chassis |  |  | SERVER | NDAA compliant | Industrial Retractable Rack Chassis For AMG DIN Rail Units, 4U 19inch Rack Mount, -40 to +75°C, Integrated Cable Management, Single 12VDC & Single 56VDC External DC Power Inputs, 10 x 12VDC & 10 x 56VDC Unit Connections^ |  | 1154
NO MASK DETECTION
Software |  | A2-NOMASK-APP-1CH | No-Mask Detection App 1CH perpetual license |  |  |  | NDAA Compliant | No-Mask Detection App 1CH perpetual license, includes 12 months warranty. Can be added to Can be added to XNB-6000, XNO-6080R, XNO-6010R, XNO-6080R, XNV-6080, XNV-6080R, XND-6080, XND-6080R, XND-6080V, XND-6080RV, XND-6010, XNV-6010, XND-6020R, XNV-6020R, XNO-6120R, XNV-6120R and XNV-6120, XNV-6011 and XND-6011F models |  | 482.87
Out of Box products |  | XNV-6011/MSK | 2MP Compact Vandal Dome with No-Mask Detection App | X Series | 2MP |  | NDAA Compliant | Wisenet X powered by Wisenet 5 network outdoor compact vandal dome camera with A2 No-Mask Detection App, 2MP @60fps, 2.8mm fixed lens (112°), triple codec H.265/H.264/MJPEG with WiseStream II, Multiple streaming, 150dB WDR, Electronic Day & Night , Advanced Video Analytics and Business Analytics, Hallway View, Motion detection, Fog detection, HLC, Handover, Digital Image Stabilization, SD/SDHC/SDXC slot, USB port for easy installation, IP66, IK10, Nema 4X, PoE |  | 903
Out of Box products |  | XND-6010/MSK | 2MP Indoor Dome with No-Mask Detection App | X Series | 2MP |  | NDAA Compliant | Wisenet X powered by Wisenet 5 network indoor dome camera with A2 No-Mask Detection App, 2MP @60fps, 2.4mm fixed lens (139°), triple codec H.265/H.264/MJPEG with WiseStream II, Multiple streaming, 150dB WDR, True Day & Night (ICR), Advanced Video Analytics and Sound Classification and Business Analytics, Hallway View, Motion detection, Fog detection, HLC, Handover, Digital Image Stabilization, Bi-directional audio and dual SD/SDHC/SDXC slot, IK08, PoE/12VDC |  | 975
Out of Box products |  | XNB-6000/MSK | 2MP Box with No-Mask Detection App | X Series | 2MP |  | NDAA Compliant | Wisenet X powered by Wisenet 5 network box camera with A2 No-Mask Detection App, 2MP @60fps, simple focus, triple codec H.265/H.264/MJPEG with WiseStream II, Multiple streaming, 150dB WDR, True Day & Night (ICR), Advanced Video Analytics and Sound Classification, Hallway View, Motion detection, Fog detection, HLC, Handover, Digital Image Stabilization with built-in Gyro sensor, Bi-directional audio and dual SD/SDHC/SDXC slot, USB port for easy installation, PoE/12VDC/24VAC |  | 1165
Out of Box products |  | XNO-6080R/MSK | 2MP IR Bullet with No-Mask Detection App | X Series | 2MP |  | NDAA Compliant | Wisenet X powered by Wisenet 5 network IR outdoor vandal bullet camera with A2 No-Mask Detection App, 2MP @60fps, 2.8 ~ 12.0mm motorized vari-focal lens (4.3x) (119.5°~27.9°), triple codec H.265/H.264/MJPEG with WiseStream II, Multiple streaming, 150dB WDR, True Day & Night (ICR), High Powered IR LEDs with IR viewable length 50m, Advanced Video Analytics and Sound Classification, Hallway View, Motion detection, Fog detection, HLC, Handover, Digital Image Stabilization, Bi-directional audio and dual SD/SDHC/SDXC slot, USB port for easy installation, IP67, IK10, Nema 4X, PoE/12VDC/24VAC |  | 1445
Storage
Storage - HDD |  | ST2000VX017-HW | Seagate SkyHawk HDD 2TB (ST2000VX017) |  |  | HDD | NDAA Compliant | Seagate SkyHawk 2TB 3.5" Surveillance HDD for use in NVR/DVR, SATA 6Gb/s, max. sustained transfer rate 180MB/s, cache 256MB, average operating/idle power 3.7W/2.5W, MTBF 1m hours, WRL 180TB/year, SkyHawk Health Management and Rescue Data Recovery Services, 3-year limited warranty included (ST2000VX017) |  | 138
Storage - HDD |  | ST3000VX015-HW | Seagate SkyHawk HDD 3TB (ST3000VX015) |  |  | HDD | NDAA Compliant | Seagate SkyHawk 3TB 3.5" Surveillance HDD for use in NVR/DVR, SATA 6Gb/s, max. sustained transfer rate 180MB/s, cache 256MB, average operating/idle power 3.7W/2.5W, MTBF 1m hours, WRL 180TB/year, SkyHawk Health Management and Rescue Data Recovery Services included, 3-year limited warranty (ST3000VX015) |  | 180
Storage - HDD |  | ST4000VX016-HW | Seagate SkyHawk HDD 4TB (ST4000VX016) |  |  | HDD | NDAA Compliant | Seagate SkyHawk 4TB 3.5" Surveillance HDD for use in NVR/DVR, SATA 6Gb/s, max. sustained transfer rate 180MB/s, cache 256MB, average operating/idle power 3.7W/2.5W, MTBF 1m hours, WRL 180TB/year, SkyHawk Health Management and Rescue Data Recovery Services, 3-year limited warranty (ST4000VX016) |  | 189
Storage - HDD |  | ST6000VX009-HW | Seagate SkyHawk HDD 6TB (ST6000VX009) |  |  | HDD | NDAA compliant | Seagate SkyHawk 6TB 3.5" Surveillance HDD drive for use in NVR/DVR, SATA 6Gb/s, 1 M hours MTBF, Worlkload rate limit 180TB/year, SkyHawk Health Management (ST6000VX009) |  | 333
Storage - HDD |  | ST8000VX010-HW | Seagate SkyHawk AI HDD 8TB (ST8000VX010) |  |  | HDD | NDAA Compliant | Seagate SkyHawk AI 8TB 3.5" HDD for use in NVR/DVR, SATA 6Gb/s, max. sustained transfer rate 245MB/s, cache 256MB, average operating/idle power 10.1W/7.8W, MTBF 2 m hours, WRL 550 TB/year, SkyHawk Health Management and Rescue Data Recovery Services included (ST8000VX010) |  | 444
Storage - HDD |  | ST10000VE001-HW | Seagate SkyHawk AI HDD 10TB (ST10000VE001) |  |  | HDD | NDAA Compliant | Seagate SkyHawk AI 10TB 3.5" HDD for use in NVR/DVR, SATA 6Gb/s, max. sustained transfer rate 245MB/s, cache 256MB, average operating/idle power 10.1W/7.8W, MTBF 2 m hours, WRL 550 TB/year, SkyHawk Health Management and Rescue Data Recovery Services (ST10000VE001) |  | 513
Storage - HDD |  | ST12000VE001-HW | Seagate SkyHawk AI HDD 12TB (ST12000VE001) |  |  | HDD | NDAA Compliant | Seagate SkyHawk AI 12TB 3.5" HDD for use in NVR/DVR, SATA 6Gb/s, max. sustained transfer rate 250MB/s, cache 256MB, average operating/idle power 6.8W/4.9W, MTBF 2 m hours, WRL 550 TB/year, SkyHawk Health Management and Rescue Data Recovery Services included (ST12000VE001) |  | 761
Storage - HDD |  | ST16000VE002-HW | Seagate SkyHawk AI HDD 16TB (ST16000VE001) |  |  | HDD | NDAA Compliant | Seagate SkyHawk AI 16TB 3.5" HDD for use in NVR/DVR, SATA 6Gb/s, max. sustained transfer rate 250MB/s, cache 256MB, average operating/idle power 6.71W/5.1W, MTBF 2 m hours, WRL 550 TB/year, SkyHawk Health Management and Rescue Data Recovery Services included (ST16000VE001) |  | 892
Storage - HDD |  | ST2000NM000B-HW | Seagate EXOS Enterprise HDD 2TB (ST2000NM000B) |  |  | HDD | NDAA Compliant | Seagate EXOS 2TB 3.5" Enterprise HDD drive for use in Storage Servers and NVR that requires RAID storage, SATA 6Gb/s, 2 M hours MTBF, Workload rate limit 550 TB/year, 5-year limited warranty (ST2000NM000B) |  | 384
Storage - HDD |  | ST4000NM000B-HW | Seagate EXOS Enterprise HDD 4TB (ST4000NM000B) |  |  | HDD | NDAA Compliant | Seagate EXOS 4TB 3.5" Enterprise HDD drive for use in Storage Servers and NVR that requires RAID storage, SATA 6Gb/s, 2 M hours MTBF, Workload rate limit 550 TB/year(ST4000NM000B) |  | 488
Storage - HDD |  | ST6000NM019B-HW | Seagate EXOS Enterprise HDD 6TB (ST6000NM019B) |  |  | HDD | NDAA Compliant | Seagate EXOS 6TB 3.5" Enterprise HDD drive for use in Storage Servers and NVR that requires RAID storage, SATA 6Gb/s, 2 M hours MTBF, Workload rate limit 550 TB/year (ST6000NM019B) |  | 564
Storage - HDD |  | ST8000NM019B-HW | Seagate EXOS Enterprise HDD 8TB (ST8000NM019B) |  |  | HDD | NDAA Compliant | Seagate EXOS 8TB 3.5" Enterprise HDD drive for use in Storage Servers and NVR that requires RAID storage, SATA 6Gb/s, 2 M hours MTBF, Workload rate limit 550 TB/year, 5-year limited warranty (ST8000NM019B) |  | 677
Storage - HDD |  | ST10000NM017B-HW | Seagate EXOS Enterprise HDD 10TB (ST10000NM017B) |  |  | HDD | NDAA Compliant | Seagate EXOS 10TB 3.5" Enterprise HDD drive for use in Storage Servers and NVR that requires RAID storage, SATA 6Gb/s, 2.5 M hours MTBF, Workload rate limit 550 TB/year, 5-year limited warranty (ST10000NM017B) |  | 768
Storage - HDD |  | ST12000NM001J-HW | Seagate EXOS Enterprise HDD 12TB (ST12000NM001J) |  |  | HDD | NDAA Compliant | Seagate EXOS 12TB 3.5" Enterprise HDD drive for use in Storage Servers and NVR that requires RAID storage, SATA 6Gb/s, 2.5 M hours MTBF, 5-year limited warranty |  | 868
Storage - HDD |  | ST14000NM001J-HW | Seagate EXOS Enterprise HDD 14TB (ST14000NM001J) |  |  | HDD | NDAA Compliant | Seagate EXOS 14TB 3.5" Enterprise HDD drive for use in Storage Servers and NVR that requires RAID storage, SATA 6Gb/s, 2.5 M hours MTBF, 5-year limited warranty |  | 948
Storage - HDD |  | ST16000NM001J-HW | Seagate EXOS Enterprise HDD 16TB (ST16000NM001J) |  |  | HDD | NDAA Compliant | Seagate EXOS 16TB 3.5" Enterprise HDD drive for use in Storage Servers and NVR that requires RAID storage, SATA 6Gb/s, 2.5 M hours MTBF, 5-year limited warranty |  | 954
Storage - HDD |  | ST18000NM000J-HW | Seagate EXOS Enterprise HDD 18TB (ST18000NM000J) |  |  | HDD | NDAA Compliant | Seagate EXOS 18TB 3.5" Enterprise HDD drive for use in Storage Servers and NVR that requires RAID storage, SATA 6Gb/s, 2.5 M hours MTBF, 5-year limited warranty (ST18000NM000J) |  | 975
Storage - HDD |  | ST20000NM007D-HW | Seagate EXOS Enterprise HDD 20TB (ST20000NM007D) |  |  | HDD | NDAA Compliant | Seagate EXOS 20TB 3.5" Enterprise HDD drive for use in Storage Servers and NVR that requires RAID storage, SATA 6Gb/s, 2.5 M hours MTBF, 5-year limited warranty (ST20000NM007D) |  | 1050
Storage - HDD |  | WD20PURX-64AKYY0-HW | WD Purple HDD 2TB (WD20PURX-64AKYY0) |  |  | HDD | NDAA Compliant | 2TB 3.5'' WD Purple HDD (WD20PURX-64AKYY0) |  | 140
Storage - HDD |  | WD30PURX-64AKYY0-HW | WD Purple HDD 3TB (WD30PURX-64AKYY0) |  |  | HDD | NDAA Compliant | 3TB 3.5'' WD Purple HDD (WD30PURX-64AKYY0) |  | 175
Storage - HDD |  | WD42PURU-64C4CY0-HW | WD Purple HDD 4TB (WD42PURU-64C4CY0) |  |  | HDD | NDAA Compliant | 4TB 3.5'' WD Purple HDD (WD42PURU-64C4CY0) |  | 187
Storage - HDD |  | WD63PURU-64C4FY0-HW | WD Purple HDD 6TB (WD63PURU-64C4FY0) |  |  | HDD | NDAA Compliant | 6TB 3.5'' WD Purple HDD (WD63PURU-64C4FY0) |  | 319
Storage - HDD |  | WD8001PURA-64B6VY0-HW | WD Purple Pro HDD 8TB (WD8001PURA-64B6VY0) |  |  | HDD | NDAA Compliant | 8TB 3.5'' WD Purple Pro HDD (WD8001PURA-64B6VY0) |  | 435
Storage - HDD |  | WD102PURA-64CHRY0-HW | WD Purple Pro HDD 10TB (WD102PURA-64CHRY0) |  |  | HDD | New Product NDAA compliant | 10TB 3.5'' WD Purple Pro HDD (WD102PURA-64CHRY0) |  | 506
Storage - SD card |  | SAMSUNG-MB-MJ32KA | microSD card PRO Endurance 32GB |  |  | MicroSD | NDAA Compliant | Samsung PRO Endurance microSDHC card 32GB |  | 23
Storage - SD card |  | SAMSUNG-MB-MC64SA | microSD caRD EVO Plus 64GB |  |  | MicroSD | NDAA Compliant | Samsung EVO Plus microSDHC card 64GB |  | 22
Storage - SD card |  | SAMSUNG-MB-MJ64KA | microSD card PRO Endurance 64GB |  |  | MicroSD | NDAA Compliant | Samsung PRO Endurance microSDHC card 64GB |  | 31
Storage - SD card |  | SAMSUNG-MB-MC128SA | microSD caRD EVO Plus 128GB |  |  | MicroSD | NDAA Compliant | Samsung EVO Plus microSDHC card 128GB |  | 33
Storage - SD card |  | SAMSUNG-MB-MJ128KA | microSD card PRO Endurance 128GB |  |  | MicroSD | NDAA Compliant | Samsung PRO Endurance microSDHC card 128GB |  | 57
Storage - SD card |  | SAMSUNG-MB-MC256SA | microSD caRD EVO Plus 256GB |  |  | MicroSD | NDAA Compliant | Samsung EVO Plus microSDHC card 256GB |  | 55
Storage - SD card |  | SAMSUNG-MB-MJ256KA | microSD card PRO Endurance 256GB |  |  | MicroSD | Prodotto End Of Life, Disponibilità Limitata | Samsung PRO Endurance microSDHC card 256GB (MOQ 20 pcs) |  | 102
Storage - SD card |  | SAMSUNG-MB-MC512SA | microSD caRD EVO Plus 512GB |  |  | MicroSD | NDAA Compliant | Samsung EVO Plus microSDHC card 512GB |  | 108
Monitors
Monitor |  | LS24D302GAUXEN | 24" FHD Curved Monitor |  |  | Monitor | NDAA Compliant | 24" FHD Curved Monitor, 1080p (1920x1080), 250nit, 16:9 aspect ratio, Contrast ratio 1,000:1, Response time 4ms, HDMI, VGA, DVI, Speakers, VESA |  | 237
Monitor |  | LS27D302GAUXEN | 27" FHD Curved Monitor |  |  | Monitor | NDAA Compliant | 27" FHD Curved Monitor, 1080p (1920x1080), 250nit, 16:9 aspect ratio, Contrast ratio 3,000:1, Response time 5ms, HDMI, VGA, DVI, Speakers, VESA |  | 299
Monitor |  | LH32DCE2LGC/EN | 32" FHD LED Display |  |  | Monitor | limited stock available NDAA Compliant | 32" FHD LED Monitor, 1080p (1920x1080), 250nit, 16:9 aspect ratio, Contrast ratio 5,000:1, Response time 8ms, HDMI, HDCP2.2 VGA |  | 750
Monitor |  | LH32QMCEPGCXEN | 32" FHD LED Display |  |  | Monitor | Lead time 12 weeks NDAA Compliant | 32" FHD LED Monitor, 1080p (1920x1080), 250nit, 16:9 aspect ratio, Contrast ratio 5,000:1, Response time 8ms, HDMI, HDCP2.2 VGA |  | 1392
Monitor |  | LH43QMCEPGCXEN | 4K UHD 43" LED Display |  |  | Monitor | Lead time 12 weeks NDAA Compliant | 43" Samsung LED Display, 4K UHD (3840x2160), Slim Signage Panel, 500nit, 16:9 aspect ratio, Contrast ratio 4,000:1, Response time 8ms, DVI-D, 2xHDMI 2.0, HDMI, Display Port, RS232C, 2xUSB 2.0, Audio In, Built-in Speaker (10W X 2), VESA Compatible (200x200mm), WiFi/Bluetooth, Embedded Media Player |  | 1725
Monitor |  | LH50QMCEPGCXEN | 4K UHD 50" LED Display |  |  | Monitor | Lead time 12 weeks NDAA Compliant | 50" Samsung LED Display, 4K UHD (3840x2160), Slim Signage Panel, 500nit, 16:9 aspect ratio, Contrast ratio 4,000:1, Response time 8ms, DVI-D, 2xHDMI 2.0, HDMI, Display Port, RS232C, 2xUSB 2.0, Audio In, Built-in Speaker (10W X 2), VESA Compatible (200x200mm), WiFi/Bluetooth, Embedded Media Player |  | 1983
Monitor |  | LH55QMCEBGCXEN | 4K UHD 55" LED Display |  |  | Monitor | Lead time 12 weeks NDAA Compliant | 55" Samsung LED Display, 4K UHD (3840x2160), Slim Signage Panel, 500nit, 16:9 aspect ratio, Contrast ratio 4,000:1, Response time 8ms, DVI-D, 2xHDMI 2.0, HDMI, Display Port, RS232C, 2xUSB 2.0, Audio In, Built-in Speaker (10W X 2), VESA Compatible (200x200mm), WiFi/Bluetooth, Embedded Media Player |  | 2229
Monitor |  | LH65QMCEBGCXEN | 4K UHD 65" LED Display |  |  | Monitor | Lead time 12 weeks NDAA Compliant | 65" Samsung LED Display, 4K UHD (3840x2160), Slim Signage Panel, 500nit, 16:9 aspect ratio, Contrast ratio 4,000:1, Response time 8ms, DVI-D, 2xHDMI 2.0, HDMI, Display Port, RS232C, 2xUSB 2.0, Audio In, Built-in Speaker (10W X 2), VESA Compatible (200x200mm), WiFi/Bluetooth, Embedded Media Player |  | 3342
Monitor |  | LH55VMCEBGBXEN | 55'' FHD Ultra Thin Bezel Videowall Display |  |  | Monitor | Lead time 12 weeks NDAA Compliant | 55" Direct FHD LED Samsung Videowall Display, 1920x1080 (16:9), Ultra Thin Bezel (Bezel to Bezel 1.7mm), 500nit, Contrast ratio 1,000:1, Response time 8ms, 2x HDMI 2.0, 1x DP 1.2, WMN-55VD, 4K Daisy Chain, VESA Compatible (600x400mm) |  | 6084
Monitor |  | LH55VHCEBGBXEN | 55'' FHD Ultra Thin Bezel Videowall Display |  |  | Monitor | Lead time 12 weeks NDAA Compliant | 55" Direct FHD LED Samsung Videowall Display, 1920x1080 (16:9), Ultra Thin Bezel (Bezel to Bezel 1.7mm), 700nit, Contrast ratio 1,000:1, Response time 8ms, 2x HDMI 2.0, 1x DP 1.2, WMN-55VD, 4K Daisy Chain, VESA Compatible (600x400mm) |  | 7127
Monitor |  | LH55VMCRBGBXEN | 55'' FHD Razor Thin Bezel Videowall Display |  |  | Monitor | Lead time 12 weeks NDAA Compliant | 55" Direct FHD LED Samsung Videowall Display, 1920x1080 (16:9), Razor Thin Bezel (Bezel to Bezel 1.7mm), 500nit, Contrast ratio 1,000:1, Response time 8ms, 2x HDMI 2.0, 1x DP 1.2, WMN-55VD, 4K Daisy Chain, VESA Compatible (600x400mm) |  | 6800
Monitor |  | LH55VHCRBGBXEN | 55'' FHD Razor Thin Bezel Videowall Display |  |  | Monitor | Lead time 12 weeks NDAA Compliant | 55" Direct FHD LED Samsung Videowall Display, 1920x1080 (16:9), Razor Thin Bezel (Bezel to Bezel 1.7mm), 700nit, Contrast ratio 1,000:1, Response time 8ms, 2x HDMI 2.0, 1x DP 1.2, WMN-55VD, 4K Daisy Chain, VESA Compatible (600x400mm) |  | 8187
Monitor |  | LH55VMBUBGBXEN | 55'' FHD Videowall Display |  |  | Monitor | Lead time 12 weeks NDAA Compliant | 55" FHD LED Samsung Videowall Display, 1080p (1920x1080), Super Thin Bezel (Bezel to Bezel 3.5mm), 500nit, 16:9 aspect ratio, Contrast ratio 4,000:1, Response time 8ms, DVI-D, 2xHDMI, VGA, Display Port, VESA Compatible (600x400mm) |  | 5109
Monitor |  | LH46VMBUBGBXEN | 46'' FHD Videowall Display |  |  | Monitor | Lead time 12 weeks NDAA Compliant | 46" FHD LED Samsung Videowall Display, 1080p (1920x1080), Super Thin Bezel (Bezel to Bezel 3.5mm), 500nit, 16:9 aspect ratio, Contrast ratio 4,000:1, Response time 8ms, DVI-D, HDMI 2.0, VGA, Display Port, RS232C, VESA Compatible (600x400mm) |  | 3141
Signage |  | LH75QMCEBGCXEN | 4K UHD 75" Smart Signage Display |  |  | Monitor | Lead time 12 weeks NDAA Compliant | 75" Edge UHD LED Samsung Stand Alone Smart Signage Display, 3840x2160 (16:9), Ultra Slim Depth (28.5mm), Even Bezel, 500nit, Tizen 7.0 - Wi-Fi - 16GB, Contrast ratio 4,000:1, 3xHDMI 2.0, 1x DP 1.2, WMN-B50SC , VESA Compatible (400x400mm), Ambient Sensor, New Home UI, IP5x, BT |  | 4805
Signage |  | LH85QMCEBGCXEN | 4K UHD 85" Smart Signage Display |  |  | Monitor | Lead time 12 weeks NDAA Compliant | 85" Edge UHD LED Samsung Stand Alone Smart Signage Display, 3840x2160 (16:9), Ultra Slim Depth (28.5mm), Even Bezel, 500nit, Tizen 7.0 - Wi-Fi - 16GB, Contrast ratio 4,000:1, 3xHDMI 2.0, 1x DP 1.2, VESA Compatible (600x400mm), Ambient Sensor, New Home UI, IP5x, BT |  | 7334

## End of Life
Data | Codice Prodotto End-of-Life | Prodotto Sostitutivo | Note
Jun-25 | AMG250-1GBT-1S-P90 | No replacement | No Replacement
Jun-25 | AMG350-4GAT-1G-P120 | No replacement | No Replacement
Jun-25 | AMG750-1G-4GAT-1E4-P120/HWEU | No replacement | No Replacement
Jun-25 | DSC-160-VC | SBC-XNP-6400 | Nuovo modello
Jun-25 | DSC-160-PC | SBC-XNV-C9083R | Nuovo modello
Jun-25 | WD101PURA-64B5KY0-HW | WD102PURA-64CHRY0-HW | Nuovo modello
Jun-25 | PRN-1605B2 | No replacement | No Replacement
Jun-25 | PRN-3205B2 | No replacement | No Replacement
Jun-25 | SLA-2M2800P | No replacement | No Replacement
Jun-25 | SLA-2M2800Q | No replacement | No Replacement
Jun-25 | SLA-5M4600Q | No replacement | No Replacement
Jun-25 | XNO-6120 | No replacement | No Replacement
Jun-25 | XNP-8300RW | XNP-C8303RW | Nuovo modello
Jun-25 | XNP-9250 | XNP-C9253 | Nuovo modello
Jun-25 | XNP-9300RW | XNP-C9310R | Nuovo modello
Jun-25 | XNV-6120R | No replacement | No Replacement
may-25 | 1U-4BAY-SERVER-WINSERVEROS | Server a listino | Server + Storage con a bordo Windows Server nativamente
may-25 | QUBE 4 MON UPGRADE T1000 | --- | No Replacement
may-25 | XRN-6410B2 | XRN-6420B2 | Nuovo modello
may-25 | XRN-3210RB2 | XRN-3220RB2 | Nuovo modello
may-25 | XRN-3210B2 | XRN-3220B2 | Nuovo modello
2025-04-01 | TRM-410S | --- | Nessun rimpiazzo
2025-04-01 | SPB-INW13 | --- | Nessun rimpiazzo
2025-04-01 | XND-8081FZ | XNV-8083RZ | Nuovo modello
2025-04-01 | SPU-60240 | SPU-60241 | Nuovo modello
2025-03-01 | XND-8081VZ | --- | Nessun rimpiazzo
2025-03-01 | XND-8081FZ | --- | Nessun rimpiazzo
2025-03-01 | XND-8081RV | XND-8081REV | Nuovo modello
2025-03-01 | XND-8081RF | XND-8081REV | Nuovo modello
2025-03-01 | XNV-8081Z | --- | Nessun rimpiazzo
2025-03-01 | XNV-8081R | XNV-8081RE | Nuovo modello
2025-03-01 | XND-6081V | XND-6081REV | Nuovo modello
2025-03-01 | XND-6081VZ | XND-6083RV | Nuovo modello
2025-03-01 | XND-6081RV | XND-C6083RV | Nuovo modello
2025-03-01 | XND-6081RF | XND-C6083RV | Nuovo modello
2025-03-01 | XNV-6081R | XNV-C6083R | Nuovo modello
2025-03-01 | XNV-6081 | XNV-6083Z | Nuovo modello
2025-03-01 | XNO-6085 | --- | Nessun rimpiazzo
2025-03-01 | XNO-6085R | --- | Nessun rimpiazzo
2025-03-01 | XND-6085 | --- | Nessun rimpiazzo
2025-03-01 | XNV-6120 | --- | Nessun rimpiazzo
2025-03-01 | XNV-6085 | --- | Nessun rimpiazzo
2025-03-01 | XNV-L6080 | --- | Nessun rimpiazzo
2025-03-01 | XNV-L6080R | --- | Nessun rimpiazzo
2025-03-01 | SBP-276HMW | SBP-250HMW | Nuovo modello
2025-03-01 | SBP-317HMW | SBP-315HMW | Nuovo modello
2025-03-01 | SPB-INW13 | --- | Nessun rimpiazzo
2025-03-01 | XNP-8250R | XNP-C8253R | Nuovo modello
2025-03-01 | AMG250-2GBT-1S-P180 | --- | Nessun rimpiazzo
2025-03-01 | TRM-410S | --- | Nessun rimpiazzo
2025-03-01 | TRM-810S | --- | Nessun rimpiazzo
2025-03-01 | SPU-60240 | SPU-60241 | Nuovo modello
2025-02-01 | XNP-8250 | XNP-8250R | Modello con IR integrato
Jan-25 | LF24T450FQRXEN | LS24D302GAUXEN | Nuovo modello
Jan-25 | LS27C310EAUXEN | LS27D302GAUXEN | Nuovo modello
Nov-24 | SBP-276HM | --- | Accessorio in uso su telecamera EOL
Nov-24 | SHP-1560FW | --- | Accessorio in uso su telecamera EOL
Nov-24 | SBP-301HM4 | --- | Accessorio in uso su telecamera EOL
Oct-24 | PRN-6405DB4 | XRN-6420DB4 | Nuovo modello
Oct-24 | LH55VHRRBGBXEN | LH55VHCRBGBXEN | Nuovo modello
Oct-24 | LH55VHBEBGBXEN | LH55VHCEBGBXEN | Nuovo modello
Oct-24 | LH55VMBEBGBXEN | LH55VMCEBGBXEN | Nuovo modello
Set-24 | SBP-300WM0 | Staffa specifica per telecamera Dome | Nuove telecamere Dome con accessori dedicati
Set-24 | QNV-6032R | QNV-6082R | Modello Varifocale motorizzato
Aug-24 | SBP-167HMW | SBP-160HMW1 | Nuovo modello
Aug-24 | SMT-3234 | SMT-3215 | Nuovo modello
jul-24 | XNP-6320H | XNP-6400 | Nuovo modello
jun-24 | TNM-3620TDY | TNO-C3010TRA | Nuovo modello
jun-24 | SMT-2730PV | SMT-2731PV | Nuovo modello
jun-24 | LNV-6072R | ANV-L6082R | Nuovo modello
jun-24 | PNM-9000VD | PNM-7082RVD | Nuovo modello
jun-24 | SLA-2M2802D | Nuovo modello di camera PNM-7082RVD | Ottiche incluse
jun-24 | SLA-2M3602D | Nuovo modello di camera PNM-7082RVD | Ottiche incluse
jun-24 | SLA-2M6002D | Nuovo modello di camera PNM-7082RVD | Ottiche incluse
jun-24 | SLA-2M2400D | Nuovo modello di camera PNM-7082RVD | Ottiche incluse
jun-24 | SLA-2M2800D | Nuovo modello di camera PNM-7082RVD | Ottiche incluse
jun-24 | SLA-2M3600D | Nuovo modello di camera PNM-7082RVD | Ottiche incluse
jun-24 | SLA-2M6000D | Nuovo modello di camera PNM-7082RVD | Ottiche incluse
jun-24 | AMGPSU-I48-P120 | SNI-PS-120 | Nuovo modello
may-24 | SBP-390WMW2 | SBP-400WMW | Nuovo modello
2024-04-01 | ST12000NM001G-HW | ST12000NM001J-HW | Nuovo modello
2024-04-01 | ST14000NM001G-HW | ST14000NM001J-HW | Nuovo modello
2024-04-01 | ST16000NM001G-HW | ST16000NM001J-HW | Nuovo modello
2024-03-01 | SMT-3230PV | SMT-3231PV | Nuovo modello
2024-03-01 | LNV-6012R | ANV-L6012R | Nuovo modello
jan-24 | XNP-6320 | XNP-6400 | Nuovo modello
dec-23 | ST6000VX001-HW | ST6000VX009-HW | Nuovo modello
dec-23 | Wisenet-GDPR-5Z | No Replacement
dec-23 | Wisenet-GDPR-UZ | No Replacement
dec-23 | ST6000NM021A-HW | ST6000NM019B-HW | Nuovo modello
dec-23 | ST4000NM002A-HW | ST4000NM000B-HW | Nuovo modello
dec-23 | SBP-300BW | SBP-300BW1 | Nuovo modello
dec-23 | SBP-187HMW | SBP-180HMW1 | Nuovo modello
dec-23 | SHD-3000FW2 | SHD-1198FW | Nuovo modello
dec-23 | SPC-100AC | No Replacement | Nuovo modello
2023-11-01 | LH32QMRBBGCXEN | LH32QMCEPGCXEN | Nuovo modello
2023-11-01 | LH43QMBEPGCXEN | LH43QMCEPGCXEN | Nuovo modello
2023-11-01 | LH50QMBEBGCXEN | LH50QMCEPGCXEN | Nuovo modello
2023-11-01 | LH55QMBEBGCXEN | LH55QMCEBGCXEN | Nuovo modello
2023-11-01 | LH65QMBEBGCXEN | LH65QMCEBGCXEN | Nuovo modello
2023-11-01 | SMT-3230PV | SMT-3231PV | Nuovo modello Q1 2024
2023-11-01 | SMT-2730PV | SMT-2731PV | Nuovo modello Q1 2024
oct-23 | LNV-6022R | ANV-L6023R | Nuova Serie A
oct-23 | LND-6012R | ANV-L6012R | Nuova Serie A
oct-23 | LND-6022R | ANV-L6023R | Nuova Serie A
sep-23 | XRN-1620B2-2TB-S | XRN-1620B2 XRN-1620B2-4TB-S | Versione senza HDD o con 4TB giá installati
sep-23 | XRN-1620SB1-2TB-S | XRN-1620SB1 XRN-1620SB1-4TB-S | Versione senza HDD o con 4TB giá installati
sep-23 | XRN-820S-2TB-S | XRN-820S XRN-820S-4TB-S | Versione senza HDD o con 4TB giá installati
sep-23 | QRN-430S-2TB-S | QRN-430S QRN-430-4TB-S | Versione senza HDD o con 4TB giá installati
sep-23 | XRN-420S-2TB-S | XRN-420S | Versione senza HDD
sep-23 | HRX-835-2TB-S | HRX-835 HRX-835-4TB-S | Versione senza HDD o con 4TB giá installati
sep-23 | HRX-1635-2TB-S | HRX-1635 HRX-1635-4TB-S | Versione senza HDD o con 4TB giá installati
sep-23 | HRX-1634-2TB-S | HRX-1634 HRX-1634-4TB-S | Versione senza HDD o con 4TB giá installati
sep-23 | HRX-435-2TB-S | HRX-435 HRX-435-4TB-S | Versione senza HDD o con 4TB giá installati
sep-23 | HRX-434-2TB-S | HRX-434 HRX-434-4TB-S | Versione senza HDD o con 4TB giá installati
sep-23 | SBP-100S | No Replacement | Versione senza HDD
sep-23 | LNO-6072R | ANO-L6082R | Lancio nuova Serie telecamere A
sep-23 | LNO-6022R | ANO-L6022R | Lancio nuova Serie telecamere A
sep-23 | LNO-6012R | ANO-L6012R | Lancio nuova Serie telecamere A
sep-23 | LNV-6012R | ANV-L6012R | Lancio nuova Serie telecamere A
sep-23 | LNV-6022R | ANV-L6023R | Lancio nuova Serie telecamere A
sep-23 | LNV-6072R | ANV-L6082R | Lancio nuova Serie telecamere A
sep-23 | LND-6072R | ANV-L6082R | Lancio nuova Serie telecamere A
sep-23 | LND-6012R | ANV-L6012R | Lancio nuova Serie telecamere A
sep-23 | LND-6022R | ANV-L6023R | Lancio nuova Serie telecamere A
aug-23 | XNO-6120R/FNP | XNO-6120R/RW (stesso prezzo) | Nuovo modello
aug-23 | SBV-120WC | No Replacement
aug-23 | XNB-6000-V/FNP | No Replacement
aug-23 | XNB-6005/FNP | No Replacement
aug-23 | XNO-6080R/FNP | XNO-6080R/RW (stesso prezzo) | Nuovo modello
aug-23 | XNV-6080R/FNP | XNV-6080R/RW (stesso prezzo) | Nuovo modello
aug-23 | XNV-6120R/FNP | XNO-6120R/RW | Nuovo modello
aug-23 | XNO-L6080R-V/FNP | XNO-6080R/RW | Nuovo modello
aug-23 | FFGROUP-ANPR-APP-1CH | FFG-RW-1CH (stesso prezzo) | Nuovo modello
aug-23 | TNV-7011RC | TNV-C7013RC | Nuovo modello
aug-23 | ST2000VX015-HW | ST2000VX017-HW | Nuovo modello
aug-23 | ST8000NM000A-HW | ST8000NM019B-HW | Nuovo modello
aug-23 | WRN-1610S-4CH-2TB | WRN-1610S-4CH-4TB-HDV2 | HDD a bordo 4TB
aug-23 | WRN-810S-4CH-2TB | WRN-810S-4CH-4TB-HDV2 | HDD a bordo 4TB
aug-23 | WRN-810S-4CH-1TB | WRN-810S-4CH-4TB-HDV2 | HDD a bordo 4TB
aug-23 | SBP-125WMW | SBP-125WMW1 | Nuovo modello coming soon
aug-23 | SHP-1560FW | SHP-1563FW | Nuovo modello coming soon
jul-23 | SHP-3701FB | SHP-3701H | Nuovo modello
jul-23 | SLA-5M3700D | No Replacement | Altre ottiche disponibili fino ad esaurimento
jun-23 | SHP-3701F | SHP-3701FB | versione cupola fumè
jun-23 | SBP-301HM3 | No Replacement
may-23 | PNM-7002VD | PNM-7082RVD | Nuovo modello
may-23 | SBP-390WM1 | SBP-390WM2 | Nuovo modello
may-23 | SBP-300PMW1 | SBP-300PMW2 | Nuovo modello
2023-04-01 | SPC-2000 | SPC-7000
2023-04-01 | LF27T350FHRXEN | LS27C310EAUXEN
2023-04-01 | SBP-300PMW1 | SBP-300PMW2 | Nuovo modello
2023-04-01 | SBP-390WM1 | No Replacement
2023-04-01 | SHP-3701F | No Replacement
2023-04-01 | SHP-3701FB | No Replacement
2023-04-01 | SBP-301HM3 | No Replacement
2023-04-01 | SBP-301HM4 | No Replacement
2023-04-01 | SBP-300WM0 | No Replacement
2023-04-01 | SBV-120WC | No Replacement
2023-04-01 | NPS-4 | No Replacement
2023-04-01 | NPS-8 | No Replacement
2023-04-01 | NPS-16 | No Replacement
2023-04-01 | NPS-32 | No Replacement
2023-04-01 | NPS-64 | No Replacement
2023-04-01 | FFGROUP-NOK-LITE-ANPR-1CH | No Replacement
2023-04-01 | FFGROUP-NOK-LITE-ANPR-2CH | No Replacement
2023-04-01 | FFGROUP-NOK-LITE-ANPR-4CH | No Replacement
2023-04-01 | FFGROUP-NOK-LITE-ANPR-6CH | No Replacement
2023-04-01 | FFGROUP-NOK-LITE-ANPR-9CH | No Replacement
2023-04-01 | FFGROUP-NOK-LITE-ANPR-12CH | No Replacement
2023-04-01 | NumberOK SMB Reporter | No Replacement
2023-04-01 | SW NUMBEROK SMB 1 ALL | No Replacement
2023-04-01 | SW NUMBEROK SMB 2 ALL | No Replacement
2023-04-01 | SW NUMBEROK SMB 4 ALL | No Replacement
2023-04-01 | SW NUMBEROK SMB 6 ALL | No Replacement
2023-04-01 | SW NUMBEROK SMB 9 ALL | No Replacement
2023-04-01 | SW NUMBEROK SMB 12 ALL | No Replacement
2023-04-01 | FFGROUP-NOK-ENT-ANPR-1CH | No Replacement
2023-04-01 | FFGROUP-NOK-ENT-ANPR-2CH | No Replacement
2023-04-01 | FFGROUP-NOK-ENT-ANPR-4CH | No Replacement
2023-04-01 | FFGROUP-NOK-ENT-ANPR-6CH | No Replacement
2023-04-01 | FFGROUP-NOK-ENT-ANPR-9CH | No Replacement
2023-04-01 | FFGROUP-NOK-ENT-ANPR-12CH | No Replacement
2023-04-01 | QRN-830S-2TB-S | QRN-830S / QRN-830S-4TB-S
2023-04-01 | QRN-1630S-2TB-S | QRN-1630S / QRN-1630S-4TB-S
2023-04-01 | ST10000NM001G-HW | ST10000NM017B-HW
2023-04-01 | HDD1TBWD-Kit | No Replacement
2023-04-01 | HDD2TBWDV2-Kit | WD20PURX-64AKYY0-HW
2023-04-01 | HDD3TBWDV2-Kit | WD30PURX-64AKYY0-HW
2023-04-01 | HDD4TBWDV2-Kit | WD42PURU-64C4CY0-HW
2023-04-01 | HDD8TBWD-Kit | WD8001PURA-64B6VY0-HW
2023-04-01 | HDD10TBWD-Kit | WD101PURA-64B5KY0-HW
2023-03-01 | SMB-3232 | SMB-4343 | Nuova staffa per monitor
2023-03-01 | QNE-8021R | QNE-8011R
2023-03-01 | SPD-260 | No Replacement
2023-03-01 | SDP-150 | SPD-152 | Nuovo modello
2023-03-01 | SPD-151 | SPD-152 | Nuovo modello
2023-03-01 | QRN-1620S | QRN-1630S | Nuovo modello
2023-03-01 | QRN-1620S-2TB-S | QRN-1630S-2TB-S | Nuovo modello
2023-03-01 | QRN-1620S-4TB-S | QRN-1630S-4TB-S | Nuovo modello
2023-03-01 | WRN-810S-4CH-4TB | WRN-810S-4CH-2TB | Stesso modello con a bordo 2TB HDD
2023-03-01 | WRN-1610S-4CH-4TB | WRN-1610S-4CH-2TB | Stesso modello con a bordo 2TB HDD
2023-03-01 | XRN-815S-2TB-S | XRN-815S-4TB-S | Stesso modello con a bordo 4TB HDD
2023-03-01 | XRN-815S-3TB-S | XRN-815S-4TB-S | Stesso modello con a bordo 4TB HDD
2023-03-01 | SSM-SM00l | No Replacement | Wisenet WAVE
2023-03-01 | SSM-SM10l | No Replacement
2023-03-01 | SSM-TS10L | No Replacement
2023-03-01 | SSM-RS00L | No Replacement
2023-03-01 | SSM-RS10L | No Replacement
2023-03-01 | SSM-RS20L | No Replacement
2023-03-01 | SSM-RS30L | No Replacement
2023-03-01 | SSM-VM00L | No Replacement
2023-03-01 | SSM-VM10L | No Replacement
2023-03-01 | SSM-VM20L | No Replacement
2023-03-01 | SSM-SC10L | No Replacement
2023-03-01 | SSM-TC10L | No Replacement
2023-03-01 | SBL-100C | No Replacement
2023-03-01 | SBP-201HMW | SBP-200HMW
2023-03-01 | SBP-276HM | No Replacement
2023-03-01 | SPC-2000 | SPC-2001 | Controller Controller for SSM, Wisenet Viewer & NVR, USB 3D joystick
2023-03-01 | SPB-PTZ7 | No Replacement
2023-03-01 | SPB-PTZ71 | No Replacement
2023-03-01 | SPB-IND83 | No Replacement
2023-03-01 | SPB-IND83V | No Replacement
2022-11-01 | QND-8030R | QND-8010R / QND-8020R
2022-11-01 | XNV-6120RS
2022-11-01 | HRX-1632
2022-11-01 | HRX-1621
2022-11-01 | SLA-5M4600D
2022-11-01 | SMT-2233 | SMT-2431
2022-10-01 | TNV-7010RC | TNV-7011RC
2022-10-01 | QNO-8030R
2022-10-01 | QNO-6032R
2022-10-01 | QRN-420S
2022-10-01 | QNV-6032R1
2022-10-01 | HRX-421 | HRX-434 / HRX-435
Lug-22 | QNP-6230RH | QNP-6250R
Lug-22 | LRN-420S | QRN-420S / XRN-420S
Lug-22 | LRN-810S | QRN-820S / XRN-820S
Lug-22 | LRN-1610S | QRN-1620S / XRN-1620B2 / XRN-1620SB1
Lug-22 | XRN-1610S | QRN-1620S / XRN-1620B2 / XRN-1620SB2
Lug-22 | SPE-410A | SPE-420 | Nuovo modello NDAA Compliant
Lug-22 | SPE-110A | SPE-420 | Nuovo modello NDAA Compliant
Mag-22 | HRX-820-1TB | HRX-835 / HRX-835-2TB-S | Disponibile in versione senza HDD o con 2TB HDD
Mag-22 | HRX-821-1TB | HRX-835 / HRX-835-2TB-S | Disponibile in versione senza HDD o con 2TB HDD
Mag-22 | HRX-1620-1TB | HRX-1632 / HRX-1635 (da giugno '22)
Mag-22 | HRX-1621-1TB | HRX-1632 / HRX-1635 (da giugno '22)
Mag-22 | QND-6032R | QND-6032R1 | Nuovo modello NDAA Compliant (no audio)
Mag-22 | QNO-7010R | QNO-7012R | Nuovo modello NDAA Compliant
2022-04-01 | PNM-9085RQZ | PNM-9085RQZ1 | Nuovo modello NDAA Compliant
2022-04-01 | PNM-9084RQZ | PNM-9084RQZ1 | Nuovo modello NDAA Compliant
2022-04-01 | PNM-9084QZ | PNM-9084QZ1 | Nuovo modello NDAA Compliant
2022-03-01 | QNO-7020R | QNO-7022R | Nuovo modello NDAA Compliant
2022-03-01 | QNO-7030R | QNO-7032R | Nuovo modello NDAA Compliant
2022-03-01 | QND-7020R | QND-7022R | Nuovo modello NDAA Compliant
2022-03-01 | QND-7030R | QND-7032R | Nuovo modello NDAA Compliant
2022-03-01 | QNV-7030R | QNV-7032R | Nuovo modello NDAA Compliant
2022-03-01 | QNV-7080R | QNV-7082R | Nuovo modello NDAA Compliant
2022-03-01 | PNM-9030V | PNM-9031RV | Nuovo modello NDAA Compliant
2022-03-01 | QNP-6230 | QNP-6250 | Nuovo modello NDAA Compliant
2022-03-01 | QNP-6230H | QNP-6250H | Nuovo modello NDAA Compliant
2022-03-01 | XNZ-6320 | XNZ-6320A | Nuovo modello NDAA Compliant
2022-03-01 | XNZ-L6320 | XNZ-L6320A | Nuovo modello NDAA Compliant
2022-01-01 | XRN-2011A-1TB | XRN-3210RB2 | Nuovo prodotto
2022-01-01 | PNF-9010RVM | XNF-9010RVM | Nuovo prodotto
2022-01-01 | PND-9080R | XND-9082R | Nuovo modello NDAA Compliant
2022-01-01 | PNM-9080VQ | PNM-9084QZ | Nuovo prodotto
2022-01-01 | PNM-9081VQ | PNM-9085RQZ | Nuovo prodotto
2022-01-01 | XNV-8080RS | -
2022-01-01 | QND-7020R | QND-7022R
2022-01-01 | LNO-6010R | LNO-6012R | Nuovo modello NDAA Compliant
2022-01-01 | LNO-6020R | LNO-6022R | Nuovo modello NDAA Compliant
2022-01-01 | LNO-6030R | LNO-6032R | Nuovo modello NDAA Compliant
2022-01-01 | LNO-6070R | LNO-6072R | Nuovo modello NDAA Compliant
2022-01-01 | LND-6010R | LND-6012R | Nuovo modello NDAA Compliant
2022-01-01 | LND-6020R | LND-6022R | Nuovo modello NDAA Compliant
2022-01-01 | LND-6070R | LND-6072R | Nuovo modello NDAA Compliant
2022-01-01 | LNV-6010R | LNV-6012R | Nuovo modello NDAA Compliant
2022-01-01 | LNV-6020R | LNV-6022R | Nuovo modello NDAA Compliant
2022-01-01 | LNV-6030R | LNV-6032R | Nuovo modello NDAA Compliant
2022-01-01 | LNV-6070R | LNV-6072R | Nuovo modello NDAA Compliant
2022-01-01 | QNV-6030R | -
2022-01-01 | QNV-6032R | -
2022-01-01 | SHP-3701H | -
2022-01-01 | SBP-301HM2 | -
2022-01-01 | SBP-317HM | -
2022-01-01 | SBP-301HF | -
2022-01-01 | SBP-302HF | -
2022-01-01 | SMT-3233 | SMT-3234 | Nuovo Modello
2021-12-01 | HRD-842-1TB | HRX-821-1TB | Nuovo modello Pentabrid - NDAA Compliant
2021-12-01 | HRD-442 1TB | HRX-421-1TB | Nuovo modello Pentabrid - NDAA Compliant
2021-12-01 | PNM-9081VQ | PNM-9084RVQ | Nuovo modello
2021-12-01 | QNV-6030R | QNV-6032R | Nuovo modello NDAA Compliant
2021-11-01 | QNO-7080R | QNO-7082R | Nuovo modello
2021-11-01 | QNO-7080R | QNO-7082R | Nuovo modello
2021-11-01 | QNV-7080R | QNV-7082R | Nuovo modello
2021-09-01 | SLA-3580DN
2021-09-01 | SHP-3701H | -
2021-09-01 | SBP-300PM | SBP-300PM1 | NUOVO CODICE
2021-09-01 | SBP-300PMW | SBP-300PMW1 | NUOVO CODICE
2021-09-01 | SBP-300KM | SBP-300KM | NUOVO CODICE
2021-09-01 | SBP-300KMW | SBP-300KMW1 | NUOVO CODICE
2021-09-01 | SMT-4033 | SMT-4343 | NUOVO MODELLO
2021-06-01 | PNO-9080R | PNO-A9081R | Nuovo modello - Advanced Video Analitics AI Deep learning
2021-06-01 | PNM-9000VQ | PNM-9002VQ | Nuovo modello NDAA Compliant
2021-06-01 | PNM-7000VD | PNM-7002VD | Nuovo modello NDAA Compliant
2021-06-01 | QNE-6080R | -
2021-06-01 | SNP-L6233H | QNP-6230H
2021-06-01 | SLA-2M2800D / 3600D / 6000D
2021-02-01 | PNF-9010R/9010RV | XNF-9010RV
2021-02-01 | XNV-6080RS | -
2021-02-01 | QNO-6030R | QNO-6032R
2021-02-01 | SNP-6320H/6230RH/L6233/5430 | GAMMA QNP-xxx
2021-01-01 | SNB-9000 | XNB-9002 | Nuovo modello Wisenet 7
2020-12-01 | QRN-1610S-1TB | LRN-1610S-2TB-S / QRN-1620S-2TB-S | -
2020-12-01 | SRN-473SP1T | LRN-410S-1TB-S | -
2020-12-01 | HCZ-6320 | HCZ-6321 | -
2020-12-01 | HRD-442 1TB | HRX-420-1TB | Nuova gamma DVR Pentabrid
2020-12-01 | HRD-842 1TB | HRX-820-1TB | Nuova gamma DVR Pentabrid
2020-12-01 | HRD-1641P1T | HRX-1620-1TB | Nuova gamma DVR Pentabrid
2020-12-01 | SHB-4300H2 | - | -
2020-12-01 | S27F350FHU | - | -
Ott-20 | PNP-9200RH | XNP-9300RW | Nuovo modello 30x Wisenet 7
Set-20 | SNZ-6320 | XNZ-L6320 | Nuova generazione - Camera serie X
Set-20 | QNB-6000 | QNB-6002 | Nuovo chipset - Advanced video analytics
Set-20 | SNZ-6320 | XNZ-L6320 | Nuova generazione - Camera serie X
Set-20 | TNU-6320 | TNU-6321 | Nuova generazione con modulo zoom serie X
Set-20 | TAW-4000H16 | -
2020-06-01 | DV2.2X4.1SR4A-SA2L | -
2020-04-01 | QNO-6010R | QNO-6012R | Nuovo chipset - Advanced video analytics
2020-04-01 | QNO-6070R | QNO-6082R | Nuovo chipset - Advanced video analytics- Varifocal motorizzato
2020-04-01 | QND-6020R | QND-6022R | Nuovo chipset - Advanced video analytics
2020-04-01 | QND-6010R | QND-6012R | Nuovo chipset - Advanced video analytics
2020-04-01 | QNV-6070R | QNV-6082R | Nuovo chipset - Advanced video analytics- Varifocal motorizzato
2020-04-01 | QRN-1610S-1TB | QRN-1620S-1TB | Poe Budget aumentato, Dual track recording, Dual Monitor, Nuova interfaccia utente
2020-04-01 | QRN-810S-1TB | QRN-820S-1TB | Poe Budget aumentato, Dual track recording, Nuova interfaccia utente
2020-04-01 | QRN-410S-1TB | QRN-420S-1TB | Poe Budget aumentato, Dual track recording, Nuova interfaccia utente
2020-04-01 | SLA-550DV | -
2020-02-01 | QND-6070R | QND-6082R | Nuovo chipset - Advanced video analytics- Varifocal motorizzato
2020-02-01 | QNV-6010R | QNV-6012R | Nuovo chipset - Advanced video analytics
2020-02-01 | QNV-6020R | QNV-6022R | Nuovo chipset - Advanced video analytics
2020-02-01 | SNO-6095RH | -
2020-02-01 | SNV-L6014RM | QNV-6024RM | Nuova generazione - Serie Q
2020-02-01 | SNV-L6014RBM | QNV-6024RM | Nuova generazione - Serie Q
2020-02-01 | SNP-6321H | XNP-6321H | Nuova generazione - Serie X
2020-02-01 | SNP-6320 | XNP-6320 | Nuova generazione - Serie X
2020-02-01 | SNP-6320RH | XNP-6320RH | Nuova generazione - Serie X
2020-02-01 | SNP-L6233 | QNP-6230 | Nuova generazione - Serie Q
2020-02-01 | SNP-L6233RH | QNP-6230RH | Nuova generazione - Serie Q
2020-02-01 | SNP-5430 | -
2020-02-01 | SRN-873SP1T | QRN-810S-1TB | Nuova generazione - Serie Q
2020-02-01 | XRN-1610S-1TB | XRN-1610SA-1TB | Aggiunta QR Code- easy set-up
2020-02-01 | XRN-2010-1TB | XRN-2010A-1TB | Aggiunta QR Code- easy set-up
2020-02-01 | XRN-3010-2TB | XRN-3010A-2TB | Aggiunta QR Code- easy set-up
2020-02-01 | SPE-100 | SPE-110A | Nuova generazione- ottimizzato gestione AHD-TVI-CVI
2020-02-01 | SPE-101 | SPE-110A | Nuova generazione- ottimizzato gestione AHD-TVI-CVI
2020-02-01 | SPE-400 | SPE-410A | Nuova generazione- ottimizzato gestione AHD-TVI-CVI