## WP RACK-CABLING
| Pricelist Distribution valid from 01/04/2026 until 30/06/2026 | Roadmap | "Notes": Eol =End of life New A-"month / quarter" = esteemed arrival date ↕ = prcie change TBA = under development PROMO = promotion | Pricelist | Ean Code | HS codes | Warranty | Assembled | Color | Weight (Kg) | Dimensions WxDxH (mm) | Case pack (Units) | Master Carton (units) | Quantity on pallet | Product Group | CBM | Descrizione Breve Italiano
Item number | Wall Mount Rack 19" RWA Series
WPN-RWA-06604-B | Wall Mount Rack 19" RWA Series 6U WxDxH: 540x450x310 mm, Black RAL 9005 | available |  | 135 | 8032958189485 | 9403105800 | 15 years | yes | Black RAL 9005 | 13 | 540x450x310 | 1 | 1 | 12 | Wall Mount Cabinet | 0.12602 | Box 19 RWA 6U,540x450x310mm,nero
WPN-RWA-06606-B | Wall Mount Rack 19" RWA Series 6U WxDxH: 540x600x310 mm, Black RAL 9005 | available |  | 180 | 8054392610592 | 9403105800 | 15 years | yes | Black RAL 9005 | 15.5 | 540x600x310 | 1 | 1 | 10 | Wall Mount Cabinet | 0.11458 | Box 19 RWA 6U,540x600x310mm,nero
WPN-RWA-09604-B | Wall Mount Rack 19" RWA Series 9U WxDxH: 540x450x445 mm, Black RAL 9005 | available |  | 175 | 8032958189492 | 9403105800 | 15 years | yes | Black RAL 9005 | 16.5 | 540x450x445 | 1 | 1 | 8 | Wall Mount Cabinet | 0.12602 | Box 19 RWA 9U,540x450x445mm,nero
WPN-RWA-09606-B | Wall Mount Rack 19" RWA Series 9U WxDxH: 540x600x445 mm, Black RAL 9005 | available |  | 230 | 8054392610608 | 9403105800 | 15 years | yes | Black RAL 9005 | 19 | 540x600x445 | 1 | 1 | 6 | Wall Mount Cabinet | 0.1611 | Box 19 RWA 9U,540x600x445mm,nero
WPN-RWA-12604-B | Wall Mount Rack 19" RWA Series 12U WxDxH: 540x450x580 mm, Black RAL 9005 | available |  | 220 | 8032958189508 | 9403105800 | 15 years | yes | Black RAL 9005 | 19.5 | 540x450x580 | 1 | 1 | 7 | Wall Mount Cabinet | 0.16215 | Box 19 RWA 12U,540x450x580mm,nero
WPN-RWA-12606-B | Wall Mount Rack 19" RWA Series 12U WxDxH: 540x600x580 mm, Black RAL 9005 | available |  | 242 | 8054392610615 | 9403208090 | 15 years | yes | Black RAL 9005 | 23 | 540x600x580 | 1 | 1 | 6 | Wall Mount Cabinet | 0.25346 | Box 19 RWA 12U,540x600x580mm,nero
WPN-RWA-15604-B | Wall Mount Rack 19" RWA Series 15U WxDxH: 540x450x720 mm, Black RAL 9005 | available |  | 270 | 8054392610622 | 9403105800 | 15 years | yes | Black RAL 9005 | 23 | 540x450x720 | 1 | 1 | 4 | Wall Mount Cabinet | 0.19827 | Box 19 RWA 15U,540x450x720mm,nero
WPN-RWA-15606-B | Wall Mount Rack 19" RWA Series 15U WxDxH: 540x600x720 mm, Black RAL 9005 | available |  | 305 | 8054392610639 | 9403208090 | 15 years | yes | Black RAL 9005 | 25.5 | 540x600x720 | 1 | 1 | 4 | Wall Mount Cabinet | 0.23439 | Box 19 RWA 15U,540x600x720mm,nero
Item number | Wall Mount Rack 19" RWB Series
WPN-RWB-06605-B | Wall Mount Rack 19" RWB Series 6U WxDxH: 600x500x370 mm, Black RAL 9005 | available |  | 206.91 | 8032958189515 | 9403105800 | 15 years | yes | Black RAL 9005 | 16 | 600x500x370 | 1 | 1 | 10 | Wall Mount Cabinet | 0.13687 | Box 19 RWB 6U,600x500x370mm,nero
WPN-RWB-06605-G | Wall Mount Rack 19" RWB Series 6U WxDxH: 600x500x370 mm, Grey RAL 7035 | available |  | 206.91 | 8032958189874 | 9403105800 | 15 years | yes | Grey RAL 7035 | 16 | 600x500x370 | 1 | 1 | 10 | Wall Mount Cabinet | 0.13687 | Box 19 RWB 6U,600x500x370mm,grigio
WPN-RWB-09605-B | Wall Mount Rack 19" RWB Series 9U WxDxH: 600x500x500 mm, Black RAL 9005 | available |  | 250.47 | 8032958189522 | 9403105800 | 15 years | yes | Black RAL 9005 | 19 | 600x500x500 | 1 | 1 | 8 | Wall Mount Cabinet | 0.1755 | Box 19 RWB 9U,600x500x500mm,nero
WPN-RWB-09605-G | Wall Mount Rack 19" RWB Series 9U WxDxH: 600x500x500 mm, Grey RAL 7035 | available |  | 250.47 | 8032958189881 | 9403105800 | 15 years | yes | Grey RAL 7035 | 19 | 600x500x500 | 1 | 1 | 8 | Wall Mount Cabinet | 0.1755 | Box 19 RWB 9U,600x500x500mm,grigio
WPN-RWB-12605-B | Wall Mount Rack 19" RWB Series 12U WxDxH: 600x500x635 mm, Black RAL 9005 | available |  | 258.13 | 8032958189539 | 9403208090 | 15 years | yes | Black RAL 9005 | 22 | 600x500x635 | 1 | 1 | 6 | Wall Mount Cabinet | 0.20634 | Box 19 RWB 12U,600x500x635mm,nero
WPN-RWB-12605-G | Wall Mount Rack 19" RWB Series 12U WxDxH: 600x500x635 mm, Grey RAL 7035 | available |  | 258.13 | 8032958189898 | 9403105800 | 15 years | yes | Grey RAL 7035 | 22 | 600x500x635 | 1 | 1 | 6 | Wall Mount Cabinet | 0.20634 | Box 19 RWB 12U,600x500x635mm,grigio
WPN-RWB-12606-B | Wall Mount Rack 19" RWB Series 12U WxDxH: 600x600x635 mm, Black RAL 9005 | available |  | 312.58 | 8032958189867 | 9403208090 | 15 years | yes | Black RAL 9005 | 23 | 600x600x635 | 1 | 1 | 6 | Wall Mount Cabinet | 0.27489 | Box 19 RWB 12U,600x600x635mm,nero
WPN-RWB-12606-G | Wall Mount Rack 19" RWB Series 12U WxDxH: 600x600x635 mm, Grey RAL 7035 | available |  | 312.58 | 8032958189904 | 9403105800 | 15 years | yes | Grey RAL 7035 | 23 | 600x600x635 | 1 | 1 | 6 | Wall Mount Cabinet | 0.27489 | Box 19 RWB 12U,600x600x635mm,grigio
WPN-RWB-15605-B | Wall Mount Rack 19" RWB Series 15U WxDxH: 600x500x770 mm, Black RAL 9005 | available |  | 320.65 | 8054392610646 | 9403105800 | 15 years | yes | Black RAL 9005 | 26 | 600x500x770 | 1 | 1 | 4 | Wall Mount Cabinet | 0.26663 | Box 19 RWB 15U,600x500x770mm,nero
WPN-RWB-15606-B | Wall Mount Rack 19" RWB Series 15U WxDxH: 600x600x770 mm, Black RAL 9005 | available |  | 363 | 8056045871992 | 9403105800 | 15 years | yes | Black RAL 9005 | 26 | 600x600x770 | 1 | 1 | 4 | Wall Mount Cabinet | 0.3302 | Box 19 RWB 15U,600x600x770mm,nero
WPN-RWB-20606-B | Wall Mount Rack 19" RWB Series 20U WxDxH: 600x600x1000 mm, Black RAL 9005 | available |  | 484 | 8056045872005 | 9403105800 | 15 years | yes | Black RAL 9005 | 33 | 600x600x1000 | 1 | 1 | 4 | Wall Mount Cabinet | 0.42183 | Box 19 RWB 20U,600x600x1000mm,nero
Item number | Wall Mount Rack 19" RWC Series
WPN-RWC-06604-B | Wall Mount Rack 19" RWC Series 6U WxDxH: 540x450x310 mm, Black RAL 9005 | available |  | 223.85 | 8054392610660 | 9403208090 | 15 years | yes | Black RAL 9005 | 12.7 | 540x450x310 | 1 | 1 | 10 | Wall Mount Cabinet | 0.12602 | Box 19 RWC 6U,540x450x310mm,nero
WPN-RWC-06606-B | Wall Mount Rack 19" RWC Series 6U WxDxH: 540x600x310 mm, Black RAL 9005 | available |  | 260.15 | 8054392610653 | 9403208090 | 15 years | yes | Black RAL 9005 | 15 | 540x600x310 | 1 | 1 | 10 | Wall Mount Cabinet | 0.11458 | Box 19 RWC 6U,540x600x310mm,nero
WPN-RWC-09604-B | Wall Mount Rack 19" RWC Series 9U WxDxH: 540x450x445 mm, Black RAL 9005 | available |  | 260.15 | 8054392610677 | 9403208090 | 15 years | yes | Black RAL 9005 | 16.5 | 540x450x445 | 1 | 1 | 8 | Wall Mount Cabinet | 0.12602 | Box 19 RWC 9U,540x450x445mm,nero
WPN-RWC-09606-B | Wall Mount Rack 19" RWC Series 9U WxDxH: 540x600x445 mm, Black RAL 9005 | available |  | 292.42 | 8054392610684 | 9403208090 | 15 years | yes | Black RAL 9005 | 20 | 540x600x445 | 1 | 1 | 8 | Wall Mount Cabinet | 0.1611 | Box 19 RWC 9U,540x600x445mm,nero
WPN-RWC-12604-B | Wall Mount Rack 19" RWC Series 12U WxDxH: 540x450x580 mm, Black RAL 9005 | available |  | 282.33 | 8054392610691 | 9403208090 | 15 years | yes | Black RAL 9005 | 20 | 540x450x580 | 1 | 1 | 6 | Wall Mount Cabinet | 0.16215 | Box 19 RWC 12U,540x450x580mm,nero
WPN-RWC-12606-B | Wall Mount Rack 19" RWC Series 12U WxDxH: 540x600x580 mm, Black RAL 9005 | available |  | 326.7 | 8054392610707 | 9403208090 | 15 years | yes | Black RAL 9005 | 22.5 | 540x600x580 | 1 | 1 | 6 | Wall Mount Cabinet | 0.25346 | Box 19 RWC 12U,540x600x580mm,nero
WPN-RWC-15604-B | Wall Mount Rack 19" RWC Series 15U WxDxH: 540x450x720 mm, Black RAL 9005 | available |  | 326.7 | 8054392610714 | 9403208090 | 15 years | yes | Black RAL 9005 | 22.5 | 540x600x720 | 1 | 1 | 6 | Wall Mount Cabinet | 0.19827 | Box 19 RWC 15U,540x450x720mm,nero
WPN-RWC-15606-B | Wall Mount Rack 19" RWC Series 15U WxDxH: 540x600x720 mm, Black RAL 9005 | available |  | 381.15 | 8054392610721 | 9403208090 | 15 years | yes | Black RAL 9005 | 26 | 540x600x720 | 1 | 1 | 4 | Wall Mount Cabinet | 0.23439 | Box 19 RWC 15U,540x600x720mm,nero
Item number | Vertical Wall Mount Rack 19" RWN Series
WPN-RWN-02601-B | Wall Mount Vertical Rack 19" RWN Series 2U WxDxH: 600x150x750 mm, Black RAL 9005 | available |  | 272.25 | 8054392613357 | 9403105800 | 15 years | yes | Black RAL 9005 | 19 | 600x150x750 | 1 | 1 | 12 | Wall Mount Cabinet |  | Box vert. 19 RWN 2U,600x150x750mm,nero
WPN-RWN-02601-W | Wall Mount Vertical Rack 19" RWN Series 2U WxDxH: 600x150x750 mm, Grey RAL 7035 | available |  | 272.25 | 8054392613364 | 9403105800 | 15 years | yes | Grey RAL 7035 | 19 | 600x150x750 | 1 | 1 | 12 | Wall Mount Cabinet |  | Box vert. 19 RWN 2U,600x150x750mm,grigio
WPN-RWN-00602-G | Wall Mount Vertical Rack RWN Series with vesa monitor mounting kit WxDxH: 600x200x750 mm, Grey RAL 7035 | available |  | 296.45 | 8054392614316 | 9403105800 | 15 years | yes | Grey RAL 7035 | 19 | 600x150x750 | 1 | 1 | 10 | Wall Mount Cabinet |  | Box vert. con VESA,600x200x750mm,grigio
Item number | Wall Mount Rack 19" RWS Series
WPN-RWS-06504-B | Wall Mount Rack 19" RWS Series 6U WxDxH: 560x400x400 mm, Black RAL 9005 | available |  | 237.97 | 8056045878861 | 9403105800 | 15 years | yes | Black RAL 9005 | 15 | 560x400x400 | 1 | 1 | 13 | Wall Mount Cabinet | 0.097 | Box sicurezza 19 RWS 6U,560x400x400mm,nero
WPN-RWS-06506-B | Wall Mount Rack 19" RWS Series 6U WxDxH: 560x600x400 mm, Black RAL 9005 | available |  | 300.48 | 8056045878878 | 9403105800 | 15 years | yes | Black RAL 9005 | 20 | 560x600x400 | 1 | 1 | 10 | Wall Mount Cabinet | 0.097 | Box sicurezza 19 RWS 6U,560x600x400mm,nero
WPN-RWS-12506-B | Wall Mount Rack 19" RWS Series 12U WxDxH: 560x600x580 mm, Black RAL 9005 | available |  | 381.15 | 8056045878885 | 9403105800 | 15 years | yes | Black RAL 9005 | 29 | 560x600x | 1 | 1 | 6 | Wall Mount Cabinet | 0.254 | Box sicurezza19 RWS 12U,560x600x580mm,nero
Item number | Vertical Wall Mount Rack 19" RWV Series
WPN-RWV-05501-G | Wall Mount Vertical Rack 19" RWV Series 5U WxDxH: 501x142x475 mm, Grey RAL 7035 | available | PROMO | 229.9 | 8056045877253 | 8517709000 | 15 years | yes | Black RAL 7035 | 10.5 | 501x142x475 | 1 | 1 | 30 | Wall Mount Cabinet | 0.042 | Box vert.19 RWV 5U,501x142x475mm,grigio
WPN-RWV-05501-B | Wall Mount Vertical Rack 19" RWV Series 5U WxDxH: 501x142x475 mm, Black RAL 9005 | available | PROMO | 229.9 | 8056045877260 | 8517709000 | 15 years | yes | Black RAL 9005 | 10.5 | 501x142x475 | 1 | 1 | 30 | Wall Mount Cabinet | 0.042 | Box vert. 19 RWV 5U,501x142x475mm,nero
WPN-RWV-76206-B | Wall Mount Vertical Rack 7+1 units WXDXH: 643X200x622 mm, Black RAL 9005, Max device depth **31cm** | available | PROMO | 420 | 8052101432978 | 8517709000 | 15 years | yes | Black RAL 9005 |  | 643x200x622 | 1 | 1 | 10 | Wall Mount Cabinet |  | Box vert. 19 RWV 7+1 U 643X200x622mm, nero
WPN-RWV-76209-B | Wall Mount Vertical Rack 7+1 units WXDXH: 643X200x942 mm, Black RAL 9005, Max device depth **51cm** | available | PROMO | 500 | 8052101432985 | 8517709000 | 15 years | yes | Black RAL 9005 |  | 643x200x942 | 1 | 1 | 5 | Wall Mount Cabinet |  | Box vert. 19 RWV 7+1 U 643X200x942mm, nero
WPN-RWV-76213-B | Wall Mount Vertical Rack 7+1 units WXDXH: 643X200x1342 mm, Black RAL 9005, Max device depth **91cm** | available | PROMO | 660 | 8052101432992 | 8517709000 | 15 years | yes | Black RAL 9005 |  | 643x200x1342 | 1 | 1 | 3 | Wall Mount Cabinet |  | Box vert. 19 RWV 7+1 U 643X200x1342mm, nero
Item number | IP55 Outdoor Wall Mount Rack 19" RWO Series
WPN-RWO-06604-G | IP55 Wall Mount Outdoor Rack 19" RWO Series 6U WxDxH: 600x450x333 mm, Grey RAL 7035 | available |  | 530 | 8052101434118 | 8517709000 | 15 years | yes | Grey RAL 7035 |  | 600x450x333 | 1 | 1 | 4 | Wall Mount Cabinet |  | Box IP55 RWO 6U,WxDxH:600x450x333mm,Grigio
WPN-RWO-06606-G | IP55 Wall Mount Outdoor Rack 19" RWO Series 6U WxDxH: 600x600x333 mm, Grey RAL 7035 | available |  | 560 | 8052101434125 | 8517709000 | 15 years | yes | Grey RAL 7035 |  | 600x600x333 | 1 | 1 | 4 | Wall Mount Cabinet |  | Box IP55 RWO 6U,WxDxH:600x600x333mm,Grigio
WPN-RWO-09604-G | IP55 Wall Mount Outdoor Rack 19" RWO Series 9U WxDxH: 600x450x467 mm, Grey RAL 7035 | available |  | 580 | 8052101434132 | 8517709000 | 15 years | yes | Grey RAL 7035 |  | 600x450x467 | 1 | 1 | 4 | Wall Mount Cabinet |  | Box IP55 RWO 9U,WxDxH:600x450x467mm,Grigio
WPN-RWO-09606-G | IP55 Wall Mount Outdoor Rack 19" RWO Series 9U WxDxH: 600x600x467 mm, Grey RAL 7035 | available |  | 620 | 8052101434149 | 8517709000 | 15 years | yes | Grey RAL 7035 |  | 600x600x467 | 1 | 1 | 3 | Wall Mount Cabinet |  | Box IP55 RWO 9U,WxDxH:600x600x467mm,Grigio
WPN-RWO-12604-G | IP55 Wall Mount Outdoor Rack 19" RWO Series 12U WxDxH: 600x450x600 mm, Grey RAL 7035 | available |  | 640 | 8052101434156 | 8517709000 | 15 years | yes | Grey RAL 7035 |  | 600x450x600 | 1 | 1 | 4 | Wall Mount Cabinet |  | Box IP55 RWO 12U,WxDxH:600x450x600mm,Grigio
WPN-RWO-12606-G | IP55 Wall Mount Outdoor Rack 19" RWO Series 12U WxDxH: 600x600x600 mm, Grey RAL 7035 | available |  | 690 | 8052101433265 | 8517709000 | 15 years | yes | Grey RAL 7035 |  | 600x600x600 | 1 | 1 | 2 | Wall Mount Cabinet |  | Box IP55 RWO 12U,WxDxH:600x600x600mm,Grigio
WPN-RWO-15604-G | IP55 Wall Mount Outdoor Rack 19" RWO Series 15U WxDxH: 600x450x733 mm, Grey RAL 7035 | available |  | 720 | 8052101434163 | 8517709000 | 15 years | yes | Grey RAL 7035 |  | 600x450x733 | 1 | 1 | 4 | Wall Mount Cabinet |  | Box IP55 RWO 15U,WxDxH:600x450x733mm,Grigio
WPN-RWO-15606-G | IP55 Wall Mount Outdoor Rack 19" RWO Series 15U WxDxH: 600x600x733 mm, Grey RAL 7035 | available |  | 770 | 8052101434170 | 8517709000 | 15 years | yes | Grey RAL 7035 |  | 600x600x733 | 1 | 1 | 2 | Wall Mount Cabinet |  | Box IP55 RWO 15U,WxDxH:600x600x733mm,Grigio
WPN-SPT-LOCK4 | Security lock for Rack RWO series | available |  | 20 | 8052101434446 | 9403208090 | [8 empty] | Spare parts |  | Serratura di sicurezza per box IP55 RWO
Item number | Standing Network Rack RNA Series
WPN-RNA-22606-B | Standing Network Rack RNA Series 19" 22U 600x600mm Mounted, Black RAL 9005 | available |  | 726 | 8056045871237 | 9403109800 | 15 years | yes | Black RAL 9005 | 64 | 600x600x1166 | 1 | 1 | 1 | Networking Cabinet |  | Armadio rack RNA 19 22U 600x600mm,nero
WPN-RNA-22606-BS | Standing Network Rack RNA Series 19" 22U 600x600mm Unmounted, Black RAL 9005 | available |  | 726 | 8032958189546 | 9403109800 | 15 years | no | Black RAL 9005 | 64 | 600x600x1166 | 1 | 1 | 1 | Networking Cabinet | 0.34198 | Armadio rack RNA 19 22U 600x600mm sm.,nero
WPN-RNA-22608-B | Standing Network Rack RNA Series 19" 22U 600x800mm Mounted, Black RAL 9005 | available |  | 850 | 8056045871244 | 9403109800 | 15 years | yes | Black RAL 9005 | 67.2 | 600x800x1166 | 1 | 1 | 1 | Networking Cabinet |  | Armadio rack RNA 19 22U 600x800mm,nero
WPN-RNA-22608-BS | Standing Network Rack RNA Series 19" 22U 600x800mm Unmounted, Black RAL 9005 | available |  | 850 | 8032958189553 | 9403109800 | 15 years | no | Black RAL 9005 | 67.2 | 600x800x1166 | 1 | 1 | 1 | Networking Cabinet | 0.31565 | Armadio rack RNA 19 22U 600x800mm sm.,nero
WPN-RNA-22808-B | Standing Network Rack RNA Series 19" 22U 800x800mm Mounted, Black RAL 9005 | available |  | 1137.4 | 8056045875495 | 9403109800 | 15 years | yes | Black RAL 9005 | 68 | 800x800x1166 | 1 | 1 | 1 | Networking Cabinet |  | Armadio rack RNA 19 22U 800x800mm,nero
WPN-RNA-22808-BS | Standing Network Rack RNA Series 19" 22U 800x800mm Unmounted, Black RAL 9005 | available |  | 1137.4 | 8056045875488 | 9403109800 | 15 years | no | Black RAL 9005 | 68 | 800x800x1166 | 1 | 1 | 1 | Networking Cabinet | 0.41352 | Armadio rack RNA 19 22U 800x800mm sm.,nero
WPN-RNA-27606-B | Standing Network Rack RNA Series 19" 27U 600x600mm Mounted, Black RAL 9005 | available |  | 816.75 | 8056045871251 | 9403109800 | 15 years | yes | Black RAL 9005 | 71 | 600x6001388 | 1 | 1 | 1 | Networking Cabinet |  | Armadio rack RNA 19 27U 600x600mm,nero
WPN-RNA-27606-BS | Standing Network Rack RNA Series 19" 27U 600x600mm Unmounted, Black RAL 9005 | available |  | 816.75 | 8032958189560 | 9403109800 | 15 years | no | Black RAL 9005 | 71 | 600x600x1388 | 1 | 1 | 1 | Networking Cabinet | 0.37414 | Armadio rack RNA 19 27U 600x600mm sm.,nero
WPN-RNA-27608-B | Standing Network Rack RNA Series 19" 27U 600x800mm Mounted, Black RAL 9005 | available |  | 935 | 8056045871268 | 9403109800 | 15 years | yes | Black RAL 9005 | 74 | 600x800x1388 | 1 | 1 | 1 | Networking Cabinet |  | Armadio rack RNA 19 27U 600x800mm,nero
WPN-RNA-27608-BS | Standing Network Rack RNA Series 19" 27U 600x800mm Unmounted, Black RAL 9005 | available |  | 935 | 8032958189577 | 9403109800 | 15 years | no | Black RAL 9005 | 74 | 600x800x1388 | 1 | 1 | 1 | Networking Cabinet | 0.35724 | Armadio rack RNA 19 27U 600x800mm sm.,nero
WPN-RNA-27808-B | Standing Network Rack RNA Series 19" 27U 800x800mm Mounted, Black RAL 9005 | available |  | 1210 | 8056045875501 | 9403109800 | 15 years | yes | Black RAL 9005 | 83 | 800x800x1388 | 1 | 1 | 1 | Networking Cabinet |  | Armadio rack RNA 19 27U 800x800mm,nero
WPN-RNA-27808-BS | Standing Network Rack RNA Series 19" 27U 800x800mm Unmounted, Black RAL 9005 | available |  | 1210 | 8056045875518 | 9403109800 | 15 years | no | Black RAL 9005 | 83 | 800x800x1388 | 1 | 1 | 1 | Networking Cabinet | 0.49439 | Armadio rack RNA 19 27U 800x800mm sm.,nero
WPN-RNA-32606-B | Standing Network Rack RNA Series 19" 32U 600x600mm Mounted, Black RAL 9005 | available |  | 913.55 | 8056045871275 | 9403109800 | 15 years | yes | Black RAL 9005 | 82.5 | 600x600x1610 | 1 | 1 | 1 | Networking Cabinet |  | Armadio rack RNA 19 32U 600x600mm,nero
WPN-RNA-32606-BS | Standing Network Rack RNA Series 19" 32U 600x600mm Unmounted, Black RAL 9005 | available |  | 913.55 | 8032958189584 | 9403109800 | 15 years | no | Black RAL 9005 | 82.5 | 600x600x1610 | 1 | 1 | 1 | Networking Cabinet | 0.43371 | Armadio rack RNA 19 32U 600x600mm sm.,nero
WPN-RNA-32608-B | Standing Network Rack RNA Series 19" 32U 600x800mm Mounted, Black RAL 9005 | available |  | 955.9 | 8056045871282 | 9403109800 | 15 years | yes | Black RAL 9005 | 92.2 | 600x800x1610 | 1 | 1 | 1 | Networking Cabinet |  | Armadio rack RNA 19 32U 600x800mm,nero
WPN-RNA-32608-BS | Standing Network Rack RNA Series 19" 32U 600x800mm Unmounted, Black RAL 9005 | available |  | 955.9 | 8032958189591 | 9403109800 | 15 years | no | Black RAL 9005 | 92.2 | 600x800x1610 | 1 | 1 | 1 | Networking Cabinet | 0.44022 | Armadio rack RNA 19 32U 600x800mm sm.,nero
WPN-RNA-32808-B | Standing Network Rack RNA Series 19" 32U 800x800mm Mounted, Black RAL 9005 | available |  | 1331 | 8056045875525 | 9403109800 | 15 years | yes | Black RAL 9005 | 93 | 800x800x1610 | 1 | 1 | 1 | Networking Cabinet |  | Armadio rack RNA 19 32U 800x800mm,nero
WPN-RNA-32808-BS | Standing Network Rack RNA Series 19" 32U 800x800mm Unmounted, Black RAL 9005 | available |  | 1331 | 8056045875532 | 9403109800 | 15 years | no | Black RAL 9005 | 93 | 800x800x1610 | 1 | 1 | 1 | Networking Cabinet | 0.57673 | Armadio rack RNA 19 32U 800x800mm sm.,nero
WPN-RNA-42606-B | Standing Network Rack RNA Series 19" 42U 600x600mm Mounted, Black RAL 9005 | available |  | 1028.5 | 8056045871299 | 9403109800 | 15 years | yes | Black RAL 9005 | 98.5 | 600x6002055 | 1 | 1 | 1 | Networking Cabinet |  | Armadio rack RNA 19 42U 600x600mm,nero
WPN-RNA-42606-BS | Standing Network Rack RNA Series 19" 42U 600x600mm Unmounted, Black RAL 9005 | available |  | 1028.5 | 8032958189607 | 9403109800 | 15 years | no | Black RAL 9005 | 98.5 | 600x6002055 | 1 | 1 | 1 | Networking Cabinet | 0.53937 | Armadio rack RNA 19 42U 600x600mm sm.,nero
WPN-RNA-42608-B | Standing Network Rack RNA Series 19" 42U 600x800mm Mounted, Black RAL 9005 | available |  | 1161.6 | 8056045871305 | 9403109800 | 15 years | yes | Black RAL 9005 | 110 | 600x800x2055 | 1 | 1 | 1 | Networking Cabinet |  | Armadio rack RNA 19 42U 600x800mm,nero
WPN-RNA-42608-BS | Standing Network Rack RNA Series 19" 42U 600x800mm Unmounted, Black RAL 9005 | available |  | 1161.6 | 8032958189614 | 9403109800 | 15 years | no | Black RAL 9005 | 110 | 600x800x2055 | 1 | 1 | 1 | Networking Cabinet | 0.5557 | Armadio rack RNA 19 42U 600x800mm sm.,nero
WPN-RNA-42808-B | Standing Network Rack RNA Series 19" 42U 800x800mm Mounted, Black RAL 9005 | available |  | 1391.5 | 8056045875549 | 9403109800 | 15 years | yes | Black RAL 9005 | 135 | 800x800x2055 | 1 | 1 | 1 | Networking Cabinet |  | Armadio rack RNA 19 42U 800x800mm,nero
WPN-RNA-42808-BS | Standing Network Rack RNA Series 19" 42U 800x800mm Unmounted, Black RAL 9005 | available |  | 1391.5 | 8056045875556 | 9403109800 | 15 years | no | Black RAL 9005 | 135 | 800x800x2055 | 1 | 1 | 1 | Networking Cabinet | 0.72114 | Armadio rack RNA 19 42U 800x800mm sm.,nero
Item number | Standing Network Rack RNB Series
WPN-RNB-22606-B | Standing Network Rack RNB Series 19" 22U 600x600mm Mounted, Black RAL 9005 | available |  | 654.41 | 8056045878892 | 9403109800 | 15 years | yes | Black RAL 9005 | 64 | 600x600x1166 | 1 | 1 | 1 | Networking Cabinet |  | Armadio rack RNB 19 22U 600x600mm,nero
WPN-RNB-27606-B | Standing Network Rack RNB Series 19" 27U 600x600mm Mounted, Black RAL 9005 | available |  | 709.86 | 8056045878908 | 9403109800 | 15 years | yes | Black RAL 9005 | 71 | 600x6001388 | 1 | 1 | 1 | Networking Cabinet |  | Armadio rack RNB 19 27U 600x600mm,nero
WPN-RNB-32606-B | Standing Network Rack RNB Series 19" 32U 600x600mm Mounted, Black RAL 9005 | available |  | 847 | 8056045878915 | 9403109800 | 15 years | yes | Black RAL 9005 | 82.5 | 600x600x1610 | 1 | 1 | 1 | Networking Cabinet |  | Armadio rack RNB 19 32U 600x600mm,nero
WPN-RNB-42606-B | Standing Network Rack RNB Series 19" 42U 600x600mm Mounted, Black RAL 9005 | available |  | 931.7 | 8056045878922 | 9403109800 | 15 years | yes | Black RAL 9005 | 98.5 | 600x6002055 | 1 | 1 | 1 | Networking Cabinet |  | Armadio rack RNB 19 42U 600x600mm,nero
Item number | Standing Network Rack Smart Series
WPN-RNS-171202-B | Standing Network Rack Smart Series 19" 17U WXDXH: 1210x250x530, Black RAL 9005 | available |  | 600 | 8052101432961 | 8517709000 | 15 years | yes | Black RAL 9005 |  | 1210x250x530 | 1 | 1 | 1 | Networking Cabinet |  | Armadio Rack Smart 1210x250x530mm,nero
WPN-RNS-171202-G | Standing Network Rack Smart Series 19" 17U WXDXH: 1210x250x530, Grey RAL 7035 | available |  | 600 | 8052101433296 | 8517709000 | 15 years | yes | Grey RAL 7035 |  | 1210x250x530 | 1 | 1 | 1 | Networking Cabinet |  | Armadio Rack Smart 1210x250x530mm,grigio
Item number | Standing Audio Video Rack RNV Series
WPN-RNV-22606-B | Standing Audio Video Rack RNV Series 19" 22U 600x600mm Mounted, Black RAL 9005 | available |  | 968 | 8054392612800 | 9403109800 | 15 years | yes | Black RAL 9005 | 64 | 600x600x1166 | 1 | 1 | 1 | Networking Cabinet |  | Armadio rack RNV 19 22U 600x600mm,nero
WPN-RNV-32606-B | Standing Audio Video Rack RNV Series 19" 32U 600x600mm Mounted, Black RAL 9005 | available |  | 1270.5 | 8054392612817 | 9403109800 | 15 years | yes | Black RAL 9005 | 71 | 600x6001388 | 1 | 1 | 1 | Networking Cabinet |  | Armadio rack RNV 19 32U 600x600mm,nero
WPN-RNV-42606-B | Standing Audio Video Rack RNV Series 19" 42U 600x600mm Mounted, Black RAL 9005 | available |  | 1532.67 | 8054392612824 | 9403109800 | 15 years | yes | Black RAL 9005 | 82.5 | 600x600x1610 | 1 | 1 | 1 | Networking Cabinet |  | Armadio rack RNV 19 42U 600x600mm,nero
Item number | Standing Server Rack RSA Series
WPN-RSA-27610-B | Standing Server Rack RSA Series 19" 27U 600x1000mm Mounted, Black RAL 9005 | available |  | 1320 | 8056045871329 | 9403109800 | 15 years | yes | Black RAL 9005 | 75 | 600x1000x1388 | 1 | 1 | 1 | Server Cabinet |  | Armadio server RSA 19 27U 600x1000mm,nero
WPN-RSA-27610-BS | Standing Server Rack RSA Series 19" 27U 600x1000mm Unmounted, Black RAL 9005 | available |  | 1320 | 8032958189638 | 9403109800 | 15 years | no | Black RAL 9005 | 75 | 600x1000x1388 | 1 | 1 | 1 | Server Cabinet | 0.43 | Armadio server RSA 19 27U 600x1000mm,nero
WPN-RSA-42610-B | Standing Server Rack RSA Series 19" 42U 600x1000mm Mounted, Black RAL 9005 | available |  | 1741.67 | 8056045871336 | 9403109800 | 15 years | yes | Black RAL 9005 | 132 | 600x1000x2055 | 1 | 1 | 1 | Server Cabinet |  | Armadio server RSA 19 42U 600x1000mm,nero
WPN-RSA-42610-BS | Standing Server Rack RSA Series 19" 42U 600x1000mm Unmounted, Black RAL 9005 | available |  | 1741.67 | 8032958189645 | 9403109800 | 15 years | no | Black RAL 9005 | 132 | 600x1000x2055 | 1 | 1 | 1 | Server Cabinet | 0.553 | Armadio server RSA 19 42U 600x1000mm,nero
WPN-RSA-42810-B | Standing Server Rack RSA Series 19" 42U 800x1000mm Mounted, Black RAL 9005 | available |  | 1833.33 | 8056045875563 | 9403109800 | 15 years | yes | Black RAL 9005 | 140 | 800x1000x2055 | 1 | 1 | 1 | Server Cabinet |  | Armadio server RSA 19 42U 800x1000mm,nero
WPN-RSA-42810-BS | Standing Server Rack RSA Series 19" 42U 800x1000mm Unmounted, Black RAL 9005 | available |  | 1833.33 | 8056045875570 | 9403109800 | 15 years | no | Black RAL 9005 | 140 | 800x1000x2055 | 1 | 1 | 1 | Server Cabinet | 0.59 | Armadio server RSA 19 42U 800x1000mm,nero
WPN-RSA-42812-B | Standing Server Rack RSA Series 19" 42U 800x1200mm Mounted, Black RAL 9005 | available |  | 2200 | 8056045871343 | 9403109800 | 15 years | yes | Black RAL 9005 | 145 | 800x1200x2055 | 1 | 1 | 1 | Server Cabinet |  | Armadio server RSA 19 42U 800x1200mm,nero
WPN-RSA-42812-BS | Standing Server Rack RSA Series 19" 42U 800x1200mm Unmounted, Black RAL 9005 | available |  | 2200 | 8032958189652 | 9403109800 | 15 years | no | Black RAL 9005 | 145 | 800x1200x2055 | 1 | 1 | 1 | Server Cabinet | 0.76 | Armadio server RSA 19 42U 800x1200mm,nero
Item number | Standing Server Rack RSB Series
WPN-RSB-10606-B | Standing Server Rack RSB Series 19" 10U 600x600mm Mounted, Black RAL 9005 | available |  | 477.95 | 8054392618390 | 9403105800 | 15 years | yes | Black RAL 9005 | 35 | 600x600x594 | 1 | 1 | 1 | Server Cabinet |  | Armadio server RSB 19 10U 600x600mm,nero
WPN-RSB-10608-B | Standing Server Rack RSB Series 19" 10U 600x800mm Mounted, Black RAL 9005 | available |  | 477.95 | 8054392615528 | 9403105800 | 15 years | yes | Black RAL 9005 | 40 | 600x800x594 | 1 | 1 | 1 | Server Cabinet |  | Armadio server RSB 19 10U 600x800mm,nero
WPN-RSB-10610-B | Standing Server Rack RSB Series 19" 10U 600x1000mm Mounted, Black RAL 9005 | available |  | 556.6 | 8054392615535 | 9403105800 | 15 years | no | Black RAL 9005 | 48 | 600x1000x594 | 1 | 1 | 1 | Server Cabinet | 0.44056 | Armadio server RSB 19 10U 600x1000mm,nero
WPN-RSB-15608-B | Standing Server Rack RSB Series 19" 15U 600x800mm Mounted, Black RAL 9005 | available |  | 580.8 | 8054392615542 | 9403105800 | 15 years | yes | Black RAL 9005 | 57 | 600x800x825 | 1 | 1 | 1 | Server Cabinet |  | Armadio server RSB 19 15U 600x800mm,nero
WPN-RSB-15610-B | Standing Server Rack RSB Series 19" 15U 600x1000mm Mounted, Black RAL 9005 | available |  | 677.6 | 8054392615559 | 9403105800 | 15 years | no | Black RAL 9005 | 62 | 600x1000x825 | 1 | 1 | 1 | Server Cabinet | 0.49439 | Armadio server RSB 19 15U 600x1000mm,nero
WPN-RSB-22610-B | Standing Server Rack RSB Series 19" 22U 600x1000mm Mounted, Black RAL 9005 | available |  | 900 | 8054392615566 | 9403105800 | 15 years | yes | Black RAL 9005 | 69 | 600x1000x1116 | 1 | 1 | 1 | Server Cabinet |  | Armadio server RSB 19 22U 600x1000mm,nero
WPN-RSB-22610-BS | Standing Server Rack RSB Series 19" 22U 600x1000mm Unmounted, Black RAL 9005 | available |  | 900 | 8054392615573 | 9403105800 | 15 years | no | Black RAL 9005 | 69 | 600x1000x1116 | 1 | 1 | 1 | Server Cabinet | 0.44056 | Armadio server RSB 19 22U 600x1000mm,nero
WPN-RSB-22810-B | Standing Server Rack RSB Series 19" 22U 800x1000mm Mounted, Black RAL 9005 | available |  | 1150 | 8054392615580 | 9403105800 | 15 years | yes | Black RAL 9005 | 72 | 800x1000x1116 | 1 | 1 | 1 | Server Cabinet |  | Armadio server RSB 19 22U 800x1000mm,nero
WPN-RSB-22810-BS | Standing Server Rack RSB Series 19" 22U 800x1000mm Unmounted, Black RAL 9005 | available |  | 1150 | 8054392615597 | 9403105800 | 15 years | no | Black RAL 9005 | 72 | 800x1000x1116 | 1 | 1 | 1 | Server Cabinet | 0.49439 | Armadio server RSB 19 22U 800x1000mm,nero
WPN-RSB-27610-B | Standing Server Rack RSB Series 19" 27U 600x1000mm Mounted, Black RAL 9005 | available |  | 1050 | 8056045875587 | 9403105800 | 15 years | yes | Black RAL 9005 | 75 | 600x1000x1388 | 1 | 1 | 1 | Server Cabinet |  | Armadio server RSB 19 27U 600x1000mm,nero
WPN-RSB-27610-BS | Standing Server Rack RSB Series 19" 27U 600x1000mm Unmounted, Black RAL 9005 | available |  | 1050 | 8056045875594 | 9403105800 | 15 years | no | Black RAL 9005 | 75 | 600x1000x1388 | 1 | 1 | 1 | Server Cabinet | 0.44056 | Armadio server RSB 19 27U 600x1000mm,nero
WPN-RSB-27810-B | Standing Server Rack RSB Series 19" 27U 800x1000mm Mounted, Black RAL 9005 | available |  | 1250 | 8056045875600 | 9403105800 | 15 years | yes | Black RAL 9005 | 90 | 800x1000x1388 | 1 | 1 | 1 | Server Cabinet |  | Armadio server RSB 19 27U 800x1000mm,nero
WPN-RSB-27810-BS | Standing Server Rack RSB Series 19" 27U 800x1000mm Unmounted, Black RAL 9005 | available |  | 1250 | 8056045875617 | 9403105800 | 15 years | no | Black RAL 9005 | 90 | 800x1000x1388 | 1 | 1 | 1 | Server Cabinet | 0.49439 | Armadio server RSB 19 27U 800x1000mm,nero
WPN-RSB-32610-B | Standing Server Rack RSB Series 19" 32U 600x1000mm Mounted, Black RAL 9005 | available |  | 1150 | 8056045875624 | 9403105800 | 15 years | yes | Black RAL 9005 | 87 | 600x1000x1610 | 1 | 1 | 1 | Server Cabinet |  | Armadio server RSB 19 32U 600x1000mm,nero
WPN-RSB-32610-BS | Standing Server Rack RSB Series 19" 32U 600x1000mm Unmounted, Black RAL 9005 | available |  | 1150 | 8056045875631 | 9403105800 | 15 years | no | Black RAL 9005 | 87 | 600x1000x1610 | 1 | 1 | 1 | Server Cabinet | 0.51393 | Armadio server RSB 19 32U 600x1000mm,nero
WPN-RSB-32810-B | Standing Server Rack RSB Series 19" 32U 800x1000mm Mounted, Black RAL 9005 | available |  | 1350 | 8056045875648 | 9403105800 | 15 years | yes | Black RAL 9005 | 102 | 800x1000x1610 | 1 | 1 | 1 | Server Cabinet |  | Armadio server RSB 19 32U 800x1000mm,nero
WPN-RSB-32810-BS | Standing Server Rack RSB Series 19" 32U 800x1000mm Unmounted, Black RAL 9005 | available |  | 1350 | 8056045875655 | 9403105800 | 15 years | no | Black RAL 9005 | 102 | 800x1000x1610 | 1 | 1 | 1 | Server Cabinet | 0.57673 | Armadio server RSB 19 32U 800x1000mm,nero
WPN-RSB-42610-B | Standing Server Rack RSB Series 19" 42U 600x1000mm Mounted, Black RAL 9005 | available |  | 1300 | 8056045875662 | 9403105800 | 15 years | yes | Black RAL 9005 | 118 | 600x1000x2055 | 1 | 1 | 1 | Server Cabinet |  | Armadio server RSB 19 42U 600x1000mm,nero
WPN-RSB-42610-BS | Standing Server Rack RSB Series 19" 42U 600x1000mm Unmounted, Black RAL 9005 | available |  | 1300 | 8056045875679 | 9403105800 | 15 years | no | Black RAL 9005 | 118 | 600x1000x2055 | 1 | 1 | 1 | Server Cabinet | 0.62968 | Armadio server RSB 19 42U 600x1000mm,nero
WPN-RSB-42810-B | Standing Server Rack RSB Series 19" 42U 800x1000mm Mounted, Black RAL 9005 | available |  | 1600 | 8056045875686 | 9403105800 | 15 years | yes | Black RAL 9005 | 146 | 800x1000x2055 | 1 | 1 | 1 | Server Cabinet |  | Armadio server RSB 19 42U 800x1000mm,nero
WPN-RSB-42810-BS | Standing Server Rack RSB Series 19" 42U 800x1000mm Unmounted, Black RAL 9005 | available |  | 1600 | 8056045875693 | 9403105800 | 15 years | no | Black RAL 9005 | 146 | 800x1000x2055 | 1 | 1 | 1 | Server Cabinet | 0.74066 | Armadio server RSB 19 42U 800x1000mm,nero
Item number | Standing Server Rack RSB-Configurable Door Series
WPN-RSB-42810-BDB | Standing Server Rack RSB Series 19" 42U 800x1000mm with vented front door & split vented back door, Mounted, Black RAL 9005 | new | jun-26 | 1750 |  | 9403105800 | 15 years | yes | Black RAL 9005 | 121 | 800x1000x2055 | 1 | 1 | 1 | Server Cabinet |  | Armadio server RSB-C 19 42U 800x1000mm,nero
WPN-RSB-42810-BDBS | Standing Server Rack RSB Series 19" 42U 800x1000mm with vented front door & split vented back door, Unmounted, Black RAL 9005 | new | jun-26 | 1750 |  | 9403105800 | 15 years | no | Black RAL 9005 | 125 | 800x1000x2055 | 1 | 1 | 1 | Server Cabinet |  | Armadio server RSB-C 19 42U 800x1000mm,nero
WPN-RSB-42810-DDB | Standing Server Rack RSB Series 19" 42U 800x1000mm with split vented front & back door, Mounted, Black RAL 9005 | new | jun-26 | 1800 |  | 9403105800 | 15 years | yes | Black RAL 9005 | 121 | 800x1000x2055 | 1 | 1 | 1 | Server Cabinet |  | Armadio server RSB-C 19 42U 800x1000mm,nero
WPN-RSB-42810-DDBS | Standing Server Rack RSB Series 19" 42U 800x1000mm with split vented front & back door, Unmounted, Black RAL 9005 | new | jun-26 | 1800 |  | 9403105800 | 15 years | no | Black RAL 9005 | 125 | 800x1000x2055 | 1 | 1 | 1 | Server Cabinet |  | Armadio server RSB-C 19 42U 800x1000mm,nero
WPN-RSB-42810-ADB | Standing Server Rack RSB Series 19" 42U 800x1000mm with tempered front door & split vented back door, Mounted, Black RAL 9005 | new | jun-26 | 1750 |  | 9403105800 | 15 years | yes | Black RAL 9005 | 129 | 800x1000x2055 | 1 | 1 | 1 | Server Cabinet |  | Armadio server RSB-C 19 42U 800x1000mm,nero
WPN-RSB-42810-ADBS | Standing Server Rack RSB Series 19" 42U 800x1000mm with tempered front door & split vented back door, Unmounted, Black RAL 9005 | new | jun-26 | 1750 |  | 9403105800 | 15 years | no | Black RAL 9005 | 133 | 800x1000x2055 | 1 | 1 | 1 | Server Cabinet |  | Armadio server RSB-C 19 42U 800x1000mm,nero
WPN-RSB-42812-BDB | Standing Server Rack RSB Series 19" 42U 800x1200mm with vented front door & split vented back door, Mounted, Black RAL 9005 | new | jun-26 | 1900 |  | 9403105800 | 15 years | yes | Black RAL 9005 | 140 | 800x1200x2055 | 1 | 1 | 1 | Server Cabinet |  | Armadio server RSB-C 19 42U 800x1200mm,nero
WPN-RSB-42812-BDBS | Standing Server Rack RSB Series 19" 42U 800x1200mm with vented front door & split vented back door, Unmounted, Black RAL 9005 | new | jun-26 | 1900 |  | 9403105800 | 15 years | no | Black RAL 9005 | 144 | 800x1200x2055 | 1 | 1 | 1 | Server Cabinet |  | Armadio server RSB-C 19 42U 800x1200mm,nero
WPN-RSB-42812-DDB | Standing Server Rack RSB Series 19" 42U 800x1200mm with split vented front & back door, Mounted, Black RAL 9005 | new | jun-26 | 2000 |  | 9403105800 | 15 years | yes | Black RAL 9005 | 140 | 800x1200x2055 | 1 | 1 | 1 | Server Cabinet |  | Armadio server RSB-C 19 42U 800x1200mm,nero
WPN-RSB-42812-DDBS | Standing Server Rack RSB Series 19" 42U 800x1200mm with split vented front & back door, Unmounted, Black RAL 9005 | new | jun-26 | 2000 |  | 9403105800 | 15 years | no | Black RAL 9005 | 144 | 800x1200x2055 | 1 | 1 | 1 | Server Cabinet |  | Armadio server RSB-C 19 42U 800x1200mm,nero
WPN-RSB-42812-ADB | Standing Server Rack RSB Series 19" 42U 800x1200mm with tempered front door & split vented back door, Mounted, Black RAL 9005 | new | jun-26 | 1900 |  | 9403105800 | 15 years | yes | Black RAL 9005 | 142 | 800x1200x2055 | 1 | 1 | 1 | Server Cabinet |  | Armadio server RSB-C 19 42U 800x1200mm,nero
WPN-RSB-42812-ADBS | Standing Server Rack RSB Series 19" 42U 800x1200mm with tempered front door & split vented back door, Unmounted, Black RAL 9005 | new | jun-26 | 1900 |  | 9403105800 | 15 years | no | Black RAL 9005 | 146 | 800x1200x2055 | 1 | 1 | 1 | Server Cabinet |  | Armadio server RSB-C 19 42U 800x1200mm,nero
Item number | Open Frame Wall Mount Rack
WPN-ROA-04603-BU | Open Frame Wall Mount Rack 19" 4U WxDxH: 500x305x178 mm, Black RAL 9005 | available |  | 55.46 | 8032958189461 | 8517709000 | 15 years | yes | Black RAL 9005 | 4.2 | 500x305x178 | 1 | 1 | 30 | Wall Mount Cabinet | 0.037285 | Cornice Rack 19 4U,500x305x178mm,nero
WPN-ROA-06603-BU | Open Frame Wall Mount Rack 19" 6U WxDxH: 500x305x267 mm, Black RAL 9005 | available |  | 70.79 | 8032958189478 | 8517709000 | 15 years | yes | Black RAL 9005 | 5.8 | 500x305x267 | 1 | 1 | 30 | Wall Mount Cabinet | 0.053265 | Cornice Rack 19 6U,500x305x267mm,nero
Item number | 4 Post Open Frame Standing Rack ROS Series
WPN-ROS-096X-B | Open Frame Rack 19" ROS Series 9U WxDxH: 600x559-1023x553 mm, Black RAL 9005 with 8 cable ring | available |  | 240 | 8052101432886 | 9403105800 | 15 years | no | Black RAL 9005 |  | 600x559-1023x553 | 1 | 1 | 1 | Server Cabinet |  | Armadio Open Frame 9U 600x559-1023x553mm
WPN-ROS-126X-B | Open Frame Rack 19" ROS Series 12U WxDxH: 600x559-1023x665 mm, Black RAL 9005 with 8 cable ring | available |  | 260 | 8052101432893 | 9403105800 | 15 years | no | Black RAL 9005 |  | 600x559-1023x665 | 1 | 1 | 1 | Server Cabinet |  | Armadio Open Frame 12U 600x559-1023x665mm
WPN-ROS-156X-B | Open Frame Rack 19" ROS Series 15U WxDxH: 600x559-1023x800 mm, Black RAL 9005 with 8 cable ring | available |  | 280 | 8052101432909 | 9403105800 | 15 years | no | Black RAL 9005 |  | 600x559-1023x800 | 1 | 1 | 1 | Server Cabinet |  | Armadio Open Frame 15U 600x559-1023x800mm
WPN-ROS-226X-B | Open Frame Rack 19" ROS Series 22U WxDxH: 600x559-1023x1110 mm, Black RAL 9005 with 16 cable ring | available |  | 310 | 8052101432916 | 9403105800 | 15 years | no | Black RAL 9005 |  | 600x559-1023x1110 | 1 | 1 | 1 | Server Cabinet |  | Armadio Open Frame 22U 600x559-1023x1110mm
WPN-ROS-326X-B | Open Frame Rack 19" ROS Series 32U WxDxH: 600x559-1023x1555 mm, Black RAL 9005 with 20 cable ring | available |  | 400 | 8052101432923 | 9403105800 | 15 years | no | Black RAL 9005 |  | 600x559-1023x1555 | 1 | 1 | 1 | Server Cabinet |  | Armadio Open Frame 32U 600x559-1023x1555mm
WPN-ROS-426X-B | Open Frame Rack 19" ROS Series 42U WxDxH: 600x559-1023x2000 mm, Black RAL 9005 with 24 cable ring | available |  | 470 | 8052101432930 | 9403105800 | 15 years | no | Black RAL 9005 |  | 600x559-1023x2000 | 1 | 1 | 1 | Server Cabinet |  | Armadio Open Frame 42U 600x559-1023x2000mm
WPN-ROS-456X-B | Open Frame Rack 19" ROS Series 45U WxDxH: 600x559-1023x2134 mm, Black RAL 9005 with 24 cable ring | available |  | 540 | 8052101432947 | 9403105800 | 15 years | no | Black RAL 9005 |  | 600x559-1023x2134 | 1 | 1 | 1 | Server Cabinet |  | Armadio Open Frame 45U 600x559-1023x2134mm
WPN-ROS-486X-B | Open Frame Rack 19" ROS Series 48U WxDxH: 600x559-1023x2267 mm, Black RAL 9005 with 24 cable ring | available |  | 620 | 8052101432954 | 9403105800 | 15 years | no | Black RAL 9005 |  | 600x559-1023x2267 | 1 | 1 | 1 | Server Cabinet |  | Armadio Open Frame 48U 600x559-1023x2267mm
Item number | Rack 19" accessories
WPN-ABP-1-B | Blank Panel 1U, Black RAL 9005 | available |  | 5.5 | 8032958189768 | 9403208090 | 15 years |  | Black RAL 9005 | 0.3 | 490x15x55 | 1 | 50 |  | Accessories Cabinet | 0.024 | Pannello cieco 1U,nero
WPN-ABP-2-B | Blank Panel 2U, Black RAL 9005 | available |  | 9.9 | 8032958189775 | 9403208090 | 15 years |  | Black RAL 9005 | 0.4 | 490x15x100 | 1 | 25 |  | Accessories Cabinet | 0.024 | Pannello cieco 2U,nero
WPN-ABP-3-B | Blank Panel 3U, Black RAL 9005 | available |  | 14.85 | 8032958189782 | 9403208090 | 15 years |  | Black RAL 9005 | 0.5 | 490x15x145 | 1 | 25 |  | Accessories Cabinet | 0.024 | Pannello cieco 3U,nero
WPN-ABP-1SL-B | Screw Less Blank Panel 1U, Black RAL 9005 | available |  | 8.62 | 8056045871367 | 9403208090 | 15 years |  | Black RAL 9005 | 0.3 | 490x15x55 | 1 | 50 |  | Accessories Cabinet | 0.024 | Pannello cieco a sgancio rapido 1U,nero
WPN-ABP-2SL-B | Screw Less Blank Panel 2U, Black RAL 9005 | available |  | 15.58 | 8056045871374 | 9403208090 | 15 years |  | Black RAL 9005 | 0.4 | 490x15x100 | 1 | 25 |  | Accessories Cabinet | 0.024 | Pannello cieco a sgancio rapido 2U,nero
WPN-ABP-3SL-B | Screw Less Blank Panel 3U, Black RAL 9005 | available |  | 24.75 | 8056045871381 | 9403208090 | 15 years |  | Black RAL 9005 | 0.5 | 490x15x145 | 1 | 25 |  | Accessories Cabinet | 0.049 | Pannello cieco a sgancio rapido 3U,nero
WPN-ACM-001-B | 1U 2 pcs metal cable ring set, Black RAL 9005 | available |  | 6.6 | 8054392616952 | 9403208090 | 15 years |  | Black RAL 9005 | 0.4 | 490x15x55 | 1 | 50 |  | Cable Management | 0.12329 | Coppia anelli guidacavi in metallo 1U,nero
WPN-ACM-101-B | 1U metal cable management, Black RAL 9005 | available |  | 14.3 | 8032958189669 | 9403208090 | 15 years |  | Black RAL 9005 | 0.4 | 490x15x55 | 1 | 50 |  | Cable Management | 0.12329 | Pannello gestione cavi 5 anelli 1U,metallo
WPN-ACM-102-B | 1U plastic cable management, Black RAL 9005 | available |  | 11 | 8056045878793 | 9403208090 | 15 years |  | Black RAL 9005 | 0.4 | 490x15x55 | 1 | 0 |  | Cable Management | 0 | Pannello gestione cavi 5 anelli 1U,plastica
WPN-ACM-201-B | 1U brush type cable, Black RAL 9005 | available |  | 27.5 | 8032958189676 | 9403208090 | 15 years |  | Black RAL 9005 | 0.4 | 490x15x55 | 1 | 50 |  | Cable Management | 0.028 | Pannello passacavi con spazzola 1U, nero
WPN-ACM-301-B | 1U cable management with cap, Black RAL 9005 | available |  | 18.33 | 8032958189683 | 9403208090 | 15 years |  | Black RAL 9005 | 0.7 | 490x55x80 | 1 | 50 |  | Cable Management | 0.13503 | Pannello gest. cavi con coperchio 1U,nero
WPN-ACM-302-B | 2U cable management with cap, Black RAL 9005 | available |  | 27.5 | 8032958189690 | 9403208090 | 15 years |  | Black RAL 9005 | 1.2 | 490x100x80 | 1 | 25 |  | Cable Management | 0.146 | Pannello gest. cavi con coperchio 2U,nero
WPN-ACM-501-B | 22U 2 pcs. vertical cable management kit with rings and cap for RNA and RSB 800mm wide rack | available |  | 94.05 | 8056045875709 | 9403208090 | 15 years |  | Black RAL 9005 | 1.4 | 1002x195x90 | 1 | 0 |  | Cable Management | 0.01845 | Coppia guidacavi verticali 22U per RNA/RSB
WPN-ACM-502-B | 27U 2 pcs. vertical cable management kit with rings and cap for RNA and RSB 800mm wide rack | available |  | 107.8 | 8056045875716 | 9403208090 | 15 years |  | Black RAL 9005 | 2 | 1224x195x90 | 1 | 0 |  | Cable Management | 0.022564 | Coppia guidacavi verticali 27U per RNA/RSB
WPN-ACM-503-B | 32U 2 pcs. vertical cable management kit with rings and cap for RNA and RSB 800mm wide rack | available |  | 134.75 | 8056045875723 | 9403208090 | 15 years |  | Black RAL 9005 | 2.6 | 1446x195x90 | 1 | 0 |  | Cable Management | 0.03487 | Coppia guidacavi verticali 32U per RNA/RSB
WPN-ACM-504-B | 42U 2 pcs. vertical cable management kit with rings and cap for RNA and RSB 800mm wide rack | available |  | 165 | 8056045875730 | 9403208090 | 15 years |  | Black RAL 9005 | 3.7 | 1890x195x90 | 1 | 0 |  | Cable Management | 0.03487 | Coppia guidacavi verticali 42U per RNA/RSB
WPN-ACM-505-B | 42U 2 pcs. vertical cable management kit with rings and cap for RSA 800mm wide rack | available |  | 165 | 8056045875747 | 9403208090 | 15 years |  | Black RAL 9005 | 3.7 | 1890x195x90 | 1 | 0 |  | Cable Management | 0.03487 | Coppia guidacavi verticali 42U per RSA
WPN-ACS-FAN120 | Cooling Fan 120x120x38 mm with protection grid and 2 m. power cable, 220v | available |  | 33 | 8032958180505 | 9403208090 | 2 years |  | Black RAL 9005 | 0.2 | 120*120*38 | 1 | 50 |  | Fan Unit | 0.12852 | Ventola 120x120mm,cavo 2 mt,220v
WPN-ACS-FAN120T | Cooling Fan 120x120x38 mm with protection grid, Thermostat and 2 m. power cable, 220v | available |  | 55 | 8054392613548 | 9403208090 | 2 years |  | Black RAL 9005 | 0.2 | 120*120*38 | 1 | 50 |  | Fan Unit | 0.12852 | Ventola+termostato 120x120mm,cavo 2 mt,220v
WPN-ACS-N060-2 | Fan Tray For RNA (600 Depth) Racks With 2 Fans And Thermostat, Black Ral 9005 | available |  | 144.792 | 8032958189812 | 9403208090 | 2 years |  | Black RAL 9005 | 3 | 475x55x400 | 1 | 5 |  | Fan Unit | 0.041091 | Kit ventilazione con term. per RNA prof.600
WPN-ACS-N080-4 | Fan Tray For RNA (800 Depth) Racks With 4 Fans And Thermostat, Black Ral 9005 | available |  | 200.475 | 8032958189829 | 9403208090 | 2 years |  | Black RAL 9005 | 4.5 | 475x55x600 | 1 | 5 |  | Fan Unit | 0.067106 | Kit ventilazione con term. per RNA prof.800
WPN-ACS-N100-4 | Fan Tray For RSB (1000 Depth) Racks With 4 Fans And Thermostat, Black Ral 9005 | available |  | 256.167 | 8032958189836 | 9403208090 | 2 years |  | Black RAL 9005 | 5 | 475x55x800 | 1 | 5 |  | Fan Unit | 0.12768 | Kit ventilazione con term. per RSB
WPN-ACS-N120-4 | Fan Tray For RSB (1200 Depth) Racks With 4 Fans And Thermostat, Black Ral 9005 | new | jun-26 | 270 | 8052101435795 | 9403208090 | 2 years |  | Black RAL 9005 | 5 | 475x55x800 | 1 | 5 |  | Fan Unit | 0.12768 | #N/A
WPN-ACS-S100-4 | Fan Tray For RSA (1000 Depth) Racks With 4 Fans And Thermostat, Black Ral 9005 | available |  | 256.167 | 8032958180215 | 9403208090 | 2 years |  | Black RAL 9005 | 4.5 | 475*55*550 | 1 | 5 |  | Fan Unit | 0.051516 | Kit ventilazione con term. x RSA prof.1000
WPN-ACS-S120-4 | Fan Tray For RSA (1200 Depth) Racks With 4 Fans And Thermostat, Black Ral 9005 | available |  | 288.837 | 8032958180222 | 9403208090 | 2 years |  | Black RAL 9005 | 5 | 475*55*750 | 1 | 5 |  | Fan Unit | 0.05596 | Kit ventilazione con term. x RSA prof.1200
WPN-ACS-W040-2 | Fan Tray For RWA (450 Depth) Cabinets With 2 Fans And Thermostat, Black Ral 9005 | available |  | 126.972 | 8032958189799 | 9403208090 | 2 years |  | Black RAL 9005 | 2.4 | 475x400x55 | 1 | 5 |  | Fan Unit | 0.015984 | Kit ventilazione con term. per Box prof.450
WPN-ACS-W050-2 | Fan Tray For RWB (500 Depth) Cabinets With 2 Fans And Thermostat, Black Ral 9005 | available |  | 136.323 | 8032958189805 | 9403208090 | 2 years |  | Black RAL 9005 | 2.8 | 475x400x55 | 1 | 5 |  | Fan Unit | 0.015984 | Kit ventilazione con term. per Box prof.500
WPN-ACS-W060-2 | Fan Tray For RWB (600 Depth) Cabinets With 2 Fans And Thermostat, Black Ral 9005 | available |  | 144.342 | 8056045872074 | 9403208090 | 2 years |  | Black RAL 9005 | 3 | 475x400x55 | 1 | 5 |  | Fan Unit | 0.015984 | Kit ventilazione con term. per Box prof.600
WPN-AFS-21030-B | Fixed Shelf 1U 300 mm, Black RAL 9005 | available |  | 30.25 | 8032958189706 | 9403208090 | 15 years |  | Black RAL 9005 | 2 | 490x65x310 | 1 | 5 |  | Shelves | 0.05596 | Ripiano a sbalzo 1U 300mm,nero
WPN-AFS-21035-B | Fixed Shelf 1U 350 mm, Black RAL 9005 | available |  | 38.5 | 8032958189713 | 9403208090 | 15 years |  | Black RAL 9005 | 2.3 | 490x65x360 | 1 | 5 |  | Shelves | 0.05596 | Ripiano a sbalzo 1U 350mm,nero
WPN-AFS-22035-B | Fixed Shelf 2U 350 mm, Black RAL 9005 | available |  | 42.17 | 8032958189720 | 9403208090 | 15 years |  | Black RAL 9005 | 3 | 490x100x360 | 1 | 5 |  | Shelves | 0.10014 | Ripiano a sbalzo 2U 350mm,nero
WPN-AFS-41060-B | Fixed Shelf For RNA Series depth 600, Black RAL 9005, (depth 350 mm) | available |  | 34.83 | 8032958189737 | 9403208090 | 15 years |  | Black RAL 9005 | 2 | 490x65x360 | 1 | 5 |  | Shelves | 0.063814 | Ripiano x RNA prof. 600,nero, (p. 350mm)
WPN-AFS-41080-B | Fixed Shelf For RNA Series depth 800, Black RAL 9005, (depth 550 mm) | available |  | 45.83 | 8032958189744 | 9403208090 | 15 years |  | Black RAL 9005 | 3 | 490x65x560 | 1 | 5 |  | Shelves | 0.10353 | Ripiano x RNA prof. 800,nero, (p. 550mm)
WPN-AFS-41100-B | Fixed Shelf For RSB Series depth 1000, Black RAL 9005, (depth 650 mm) | available |  | 62.33 | 8032958189751 | 9403208090 | 15 years |  | Black RAL 9005 | 3.5 | 490x65x660 | 1 | 5 |  | Shelves | 0.099565 | Ripiano x RSB prof. 1000,nero, (p. 650mm)
WPN-AFS-41120-B | Fixed Shelf For RSB Series depth 1200, Black RAL 9005, (depth 750 mm) | new | jun-26 | 70 | 8052101435801 | 9403208090 | 15 years |  | Black RAL 9005 | 3.5 | 490x65x660 | 1 | 5 |  | Shelves | 0.099565 | #N/A
WPN-AFS-S141100-B | Fixed Shelf For RSA Series depth 1000, Black RAL 9005, (depth 650 mm) | available |  | 62.33 | 8032958180147 | 9403208090 | 15 years |  | Black RAL 9005 | 5.4 | 650X255X655 | 1 | 5 |  | Shelves | 0.099565 | Ripiano x RSA prof. 1000,nero, (p. 650mm)
WPN-AFS-S241100-B | Four Mounting Ears Fixed Shelf For RSA Series Racks depth 1000 mm, Black RAL 9005, (depth 650 mm) | available |  | 82.5 | 8032958180154 | 9403208090 | 15 years |  | Black RAL 9005 | 6.4 | 650X255X655 | 1 | 5 |  | Shelves | 0.099565 | Ripiano x rack da 1000mm,nero,(prof. 650mm)
WPN-AFS-S241120-B | Four Mounting Ears Fixed Shelf For RSA Series Racks depth 1200 mm, Black RAL 9005, (depth 750 mm) | available |  | 100.83 | 8032958180208 | 9403208090 | 15 years |  | Black RAL 9005 | 5.8 | 750X275X490 | 1 | 5 |  | Shelves | 0.12371 | Ripiano x rack da 1200mm,nero,(prof. 750mm)
WPN-ASS-141060-B | Four Mounting Ears Sliding Shelf For Racks depth 600 mm, Black RAL 9005, (depth 350 mm) | available |  | 73.33 | 8056045872043 | 9403208090 | 15 years |  | Black RAL 9005 | 3.5 | 510*350*380 | 1 | 5 |  | Shelves | 0.05596 | Ripiano estraibile x rack da 600 (p.350mm)
WPN-ASS-141080-B | Four Mounting Ears Sliding Shelf For Racks depth 800 mm, Black RAL 9005, (depth 550 mm) | available |  | 89.83 | 8056045872050 | 9403208090 | 15 years |  | Black RAL 9005 | 4.5 | 510*350*580 | 1 | 5 |  | Shelves | 0.08503 | Ripiano estraibile x rack da 800 (p.550mm)
WPN-ASS-141100-B | Four Mounting Ears Sliding Shelf For Racks depth 1000 mm, Black RAL 9005, (depth 650 mm) | available |  | 111.83 | 8056045872067 | 9403208090 | 15 years |  | Black RAL 9005 | 6 | 510*350*680 | 1 | 5 |  | Shelves | 0.099565 | Ripiano estraibile x rack da 1000 (p.650mm)
WPN-APT-N66 | Plinth for RNA Racks series 600x600 mm | available |  | 110 | 8032958189911 | 9403208090 | 15 years |  | Black RAL 9005 | 4.8 | 600x600x100 | 1 | 5 |  | Plinth | 0.072 | Zoccolo per RNA Racks 600x600mm
WPN-APT-N68 | Plinth for RNA Racks series 600x800 mm | available |  | 137.5 | 8032958189928 | 9403208090 | 15 years |  | Black RAL 9005 | 7.6 | 600x800x100 | 1 | 5 |  | Plinth | 0.1 | Zoccolo per RNA Racks 600x800mm
WPN-APT-N88 | Plinth for RNA Racks series 800x800 mm | available |  | 201.67 | 8056045875761 | 9403208090 | 15 years |  | Black RAL 9005 | 9 | 800x800x100 | 1 | 5 |  | Plinth | 0.121 | Zoccolo per RNA Racks 800x800mm
WPN-APT-N610 | Plinth for RSB Racks series 600x1000 mm | available |  | 192.5 | 8054392611421 | 9403208090 | 15 years |  | Black RAL 9005 | 7.6 | 600x800x100 | 1 | 5 |  | Plinth | 0.1 | Zoccolo per RSB Racks 600x1000mm
WPN-APT-N810 | Plinth for RSB Racks series 800x1000 mm | available |  | 247.5 | 8054392611438 | 9403208090 | 15 years |  | Black RAL 9005 |  | 800x800x100 | 1 | 5 |  | Plinth | 0.121 | Zoccolo per RSB Racks 800x1000mm
WPN-ABS-RSA610-B | Bottom Plate for RSA Racks 600 x 1000 mm | available |  | 119.17 | 8032958180512 | 9403208090 | 15 years |  | Black RAL 9005 | 1.6 | 600X1000X60 | 1 | 5 |  | Accessories Cabinet | 0.124 | Base per RSA Racks 600 x 1000mm
WPN-ABS-RSA810-B | Bottom Plate for RSA Racks 800 x 1000 mm | available |  | 176 | 8056045875754 | 9403208090 | 15 years |  | Black RAL 9005 | 4.2 | 800x1000x60 | 1 | 0 |  | Accessories Cabinet | 0 | Base per RSA Racks 800 x 1000mm
WPN-ABS-RSA812-B | Bottom Plate for RSA Racks 800 x 1200 mm | available |  | 210.83 | 8032958180611 | 9403208090 | 15 years |  | Black RAL 9005 | 7 | 800x1200x60 | 1 | 0 |  | Accessories Cabinet | 0 | Base per RSA Racks 800 x 1200mm
WPN-AVA-SS20 | Screws Set 20 pcs. | available |  | 13.75 | 8032958189843 | 9403208090 | 15 years |  | Black RAL 9005 | 0.18 | / | 150 | 100 |  | Accessories Cabinet | 0.024 | Set viti e dadi a gabbia per rack 20 pz.
WPN-AVA-SS50 | Screws Set 50 pcs. | available |  | 26.95 | 8032958189850 | 9403208090 | 15 years |  | Black RAL 9005 | 0.45 | / | 80 | 100 |  | Accessories Cabinet | 0.024 | Set viti e dadi a gabbia per rack 50 pz.
WPN-AVA-DR01 | 2U Din Bar for 19" Racks, adjustable depth, Black RAL 9005 | available |  | 61.05 | 8056045872081 | 9403208090 | 15 years |  | Black RAL 9005 | 1.4 | 550x400x300 | 1 | 25 |  | Accessories Cabinet | 0.03 | Guida DIN per Rack 19,2U, prof. regolabile
WPN-AVA-SB01 | 19" 1U Storebox, Black RAL9007 | available |  | 71.94 | 8054392617614 | 9403208090 | 15 years |  | Black RAL 9005 | 1.4 | 550x400x300 | 1 | 25 |  | Accessories Cabinet | 0.03 | Cassetto rack19 per immagazzinaggio fibra
WPN-AVA-BP01 | Cable entry brush panel for RWA/RWC Racks | available |  | 9 | 8052101431049 | 8517709000 | 15 years |  | Black RAL 9005 | [5 empty] | Accessories Cabinet |  | Spazzola ingresso cavi per RWA/RWC
WPN-AVA-BP02 | Cable entry brush panel for RWB Racks | available |  | 11 | 8052101431056 | 8517709000 | 15 years |  | Black RAL 9005 | [5 empty] | Accessories Cabinet |  | Spazzola ingresso cavi per RWB
WPN-AVA-BP03 | Cable entry brush panel for RNA/RNB/RSB Racks | available |  | 12 | 8052101431063 | 8517709000 | 15 years |  | Black RAL 9005 | [5 empty] | Accessories Cabinet |  | Spazzola ingresso cavi per RNA/RNB/RSB
WPN-AVA-IT01 | Cage Nut Installation Tool | available |  | 20 | 8052101431070 | 8517709000 | 15 years | [7 empty] | Tester and Tools |  | Attrezzo per dadi a gabbia M5 e M6
Item number | Power
WPN-PDU-I01-06 | 19" PDU – 6 Italian/Schuko sockets, with On/Off switch, 1 unit - Italian Plug 16A | available |  | 37.026 | 8056045871404 | 8536699099 | 2 years |  | Black RAL 9005 | 1.2 | 483x66x44 | 1 | 20 |  | PDU | 0.001402 | PDU 19, 6 prese UNEL, Spina ITA16A
WPN-PDU-I01-08 | 19" PDU – 8 Italian/Schuko sockets, with On/Off switch, 1 unit - Italian Plug 16A | available |  | 41.382 | 8056045871398 | 8536699099 | 2 years |  | Black RAL 9005 | 1.2 | 483x66x44 | 1 | 20 |  | PDU | 0.001402 | PDU 19, 8 prese UNEL, Spina ITA16A
WPN-PDU-I02-06 | 19" PDU – 6 Italian/Schuko sockets with 2P circuit braker 1A/60A, 1 unit - Italian Plug 16A | available |  | 52.272 | 8056045871411 | 8536699099 | 2 years |  | Black RAL 9005 | 1.2 | 483x66x44 | 1 | 10 |  | PDU | 0.001402 | PDU 19, 6 x UNEL,Spina ITA16A, magnetoter.
WPN-PDU-I02-12 | 19" PDU – 12 Italian/Schuko sockets with 2P circuit braker 1A/60A, 1 unit - Italian Plug 16A | available |  | 78.408 | 8056045871428 | 8536699099 | 2 years |  | Black RAL 9005 | 1.5 | 670x66x44 | 1 | 10 |  | PDU | 0.00195 | PDU 19, 12 x UNEL,Spina ITA16A,magnetoter.
WPN-PDU-I05-08 | 19" PDU -8 IEC (VDE) sockets with on/off switch, 1 unit - Italian Plug 16A | available |  | 45.009 | 8056045871435 | 8536699099 | 2 years |  | Black RAL 9005 | 1.2 | 483x66x44 | 1 | 10 |  | PDU | 0.001402 | PDU 19, 8 prese IEC C13, Spina ITA16A
WPN-PDU-I06-06 | 19" PDU - 6x Italian/Schuko sockets, with on/off switch & surge protection device, 1 unit - Italian Plug 16A | available |  | 52.929 | 8056045871466 | 8536699099 | 2 years |  | Black RAL 9005 | 1.2 | 483x66x44 | 1 | 10 |  | PDU | 0.001402 | PDU 19, 6 x UNEL,Spina ITA16A, P.Sovrat.
WPN-PDU-C01-08 | 19" PDU – 8 Italian/Schuko sockets, with On/Off switch, 1 unit - IEC320 C14 Plug | available |  | 45.378 | 8056045875129 | 8536699099 | 2 years |  | Black RAL 9005 | 1.2 | 483x66x44 | 1 | 20 |  | PDU | 0.001402 | PDU 19, 8 prese UNEL, Spina IEC320 C14
WPN-PDU-G01-06 | 19" PDU – 6 Italian/Schuko sockets, with On/Off switch, 1 unit - Schuko Plug | TBA | on request | 37.026 |  | 8536699099 | 2 years |  | Black RAL 9005 | 1.2 | 483x66x44 | 1 | 20 |  | PDU | 0.001402 | PDU 19, 6 prese UNEL, Spina Schuko
WPN-PDU-G01-08 | 19" PDU – 8 Italian/Schuko sockets, with On/Off switch, 1 unit - Schuko Plug | available |  | 41.382 | 8056045871442 | 8536699099 | 2 years |  | Black RAL 9005 | 1.2 | 483x66x44 | 1 | 20 |  | PDU | 0.001402 | PDU 19, 8 prese UNEL, Spina Schuko
WPN-PDU-G01-08/R | 19" PDU – 8 red Italian/Schuko sockets, with On/Off switch, 1 unit - Schuko Plug | available |  | 45.738 | 8054392616815 | 8536699099 | 2 years |  | Black RAL 9005 | 1.2 | 483x66x44 | 1 | 20 |  | PDU | 0.001402 | PDU 19, 8 prese UNEL rosse, Spina Schuko
WPN-PDU-G02-06 | 19" PDU – 6 Italian/Schuko sockets with 2P circuit braker 1A/60A, 1 unit - Schuko Plug | available |  | 52.272 | 8054392610738 | 8536699099 | 2 years |  | Black RAL 9005 | 1.2 | 483x66x44 | 1 | 10 |  | PDU | 0.001402 | PDU 19, 6 x UNEL,Spina Schuko, magnetoter.
WPN-PDU-G02-12 | 19" PDU – VERTICAL 12 Italian/Schuko sockets with 2P circuit braker 1A/60A, - Schuko Plug | available |  | 78.408 | 8056045875235 | 8536699099 | 2 years |  | Black RAL 9005 | 1.5 | 670x66x44 | 1 | 10 |  | PDU | 0.00195 | PDU 19, 12 x UNEL,Spina Schuko,magnetoter.
WPN-PDU-G03-06 | 19" PDU – 6 Italian/Schuko sockets, with On/Off switch and Current Meter, 1 unit - Schuko Plug | available |  | 78.408 | 8054392615603 | 8536699099 | 2 years |  | Black RAL 9005 | 1.2 | 483x66x44 | 1 | 10 |  | PDU | 0.001402 | PDU 19, 6 x UNEL,Spina Schuko, DISPLAY C/T
WPN-PDU-G05-08 | 19" PDU - 8 IEC (VDE) sockets with on/off switch, 1 unit - Schuko Plug | available |  | 44.649 | 8056045871459 | 8536699099 | 2 years |  | Black RAL 9005 | 1.2 | 483x66x44 | 1 | 20 |  | PDU | 0.001402 | PDU 19, 8 prese IEC C13, Spina Schuko
WPN-PDU-G06-06 | 19" PDU - 6x Italian/Schuko sockets, with on/off switch & surge protection device, 1 unit - Schuko Plug | TBA | on request | 52.929 |  | 8536699099 | 2 years |  | Black RAL 9005 | 1.2 | 483x66x44 | 1 | 10 |  | PDU | 0.001402 | PDU 19, 6 x UNEL,Spina Schuko, P.Sovrat.
Item number | Keystone plugs
WPC-KEY-3-90/BL | Cat. 3 keystone jack, 6P4C, Dual IDC type, 90 degree,black color with dust cover | available |  | 2.07 | 8056045878946 | 8517709000 | 15 years |  | Black |  |  | 100 | 500 |  | Keystone Jacks |  | Presa Keystone Cat.3, IDC 90gradi, nera
WPC-KEY-5U-180/BL | UTP Cat. 5 keystone jack, Dual IDC type, 180 degree, black color with dust cover | available |  | 2.1 | 8056045879318 | 8517709000 | 15 years |  | Black |  |  | 100 | 1000 |  | Keystone Jacks |  | Presa Keystone Cat.5e, IDC 180gradi, nera
WPC-KEY-5U-180/WH | UTP Cat. 5 keystone jack, Dual IDC type, 180 degree, white color with dust cover | available |  | 2.1 | 8056045879325 | 8517709000 | 15 years |  | White |  |  | 100 | 1000 |  | Keystone Jacks |  | Presa Keystone Cat.5e, IDC 180gradi, bianca
WPC-KEY-5UP-TL/BL | Professional Keystone Cat. 5 UTP, 180 degree, Black - tool less | available |  | 2.44 | 8054392614668 | 8517709000 | 15 years |  | Black |  |  | 96 | 960 |  | Keystone Jacks |  | Presa Keystone Tolless Cat. 5 UTP, nera
WPC-KEY-5UP-TL/W | Professional Keystone Cat. 5 UTP, 180 degree, White - tool less | available |  | 2.44 | 8054392614675 | 8517709000 | 15 years |  | White |  |  | 96 | 960 |  | Keystone Jacks |  | Presa Keystone Tolless Cat. 5 UTP, bianca
WPC-KEY-6ASP-TL | Professional Keystone Cat. 6a STP, 180 degree, tool less | available |  | 6.307 | 8054392614682 | 8517709000 | 15 years |  |  |  |  | 96 | 960 |  | Keystone Jacks |  | Presa Keystone Tolless Cat. 6a STP
WPC-KEY-6AU-180/BL | UTP Cat. 6a keystone jack, Dual IDC type, 180 degree, black color with dust cover | available |  | 2.73 | 8056045878984 | 8517709000 | 15 years |  | Black |  |  | 100 | 500 |  | Keystone Jacks |  | Presa Keystone Cat.6a, IDC 180gradi, nera
WPC-KEY-6AU-180/WH | UTP Cat. 6a keystone jack, Dual IDC type, 180 degree, white color with dust cover | available |  | 2.73 | 8056045878991 | 8517709000 | 15 years |  | White |  |  | 100 | 1000 |  | Keystone Jacks |  | Presa Keystone Cat.6a, IDC 180gradi, bianca
WPC-KEY-6AUP-TL/B | Professional Keystone Cat. 6a UTP, 180 degree, Blue - tool less | available |  | 3.1535 | 8054392615443 | 8517709000 | 15 years |  | Blue |  |  | 96 | 960 |  | Keystone Jacks |  | Presa Keystone Tolless Cat. 6a UTP, blu
WPC-KEY-6AUP-TL/BL | Professional Keystone Cat. 6a UTP, 180 degree, Black - tool less | available |  | 3.1535 | 8054392614699 | 8517709000 | 15 years |  | Black |  |  | 96 | 960 |  | Keystone Jacks |  | Presa Keystone Tolless Cat. 6a UTP, nera
WPC-KEY-6AUP-TL/R | Professional Keystone Cat. 6a UTP, 180 degree, Red - tool less | available |  | 3.1535 | 8054392615450 | 8517709000 | 15 years |  | Red |  |  | 96 | 960 |  | Keystone Jacks |  | Presa Keystone Tolless Cat. 6a UTP, rossa
WPC-KEY-6AUP-TL/W | Professional Keystone Cat. 6a UTP, 180 degree, White - tool less | available |  | 3.1535 | 8054392614705 | 8517709000 | 15 years |  | White |  |  | 96 | 960 |  | Keystone Jacks |  | Presa Keystone Tolless Cat. 6a UTP, bianca
WPC-KEY-6AUP-TL/Y | Professional Keystone Cat. 6a UTP, 180 degree, Yellow - tool less | available |  | 3.1535 | 8054392615467 | 8517709000 | 15 years |  | Yellow |  |  | 96 | 960 |  | Keystone Jacks |  | Presa Keystone Tolless Cat. 6a UTP, gialla
WPC-KEY-6SP-TL | Professional Keystone Cat. 6 STP, 180 degree, tool less | available |  | 5.3 | 8054392614712 | 8517709000 | 15 years |  |  |  |  | 96 | 960 |  | Keystone Jacks |  | Presa Keystone Tolless Cat. 6 STP
WPC-KEY-8SP-TL | Professional Keystone Cat. 8 STP, 180 degree, tool less | available |  | 10.5 | 8052101432343 | 8517709000 | 15 years |  |  |  |  | 96 | 960 |  | Keystone Jacks |  | Presa Keystone Tolless Cat. 68 STP
WPC-KEY-6U-180/BL | UTP Cat. 6 keystone jack, Dual IDC type, 180 degree, black color with dust cover | available |  | 2.3 | 8056045879011 | 8517709000 | 15 years |  | Black |  |  | 100 | 1000 |  | Keystone Jacks |  | Presa Keystone Cat.6, IDC 180gradi, nera
WPC-KEY-6U-180/WH | UTP Cat. 6 keystone jack, Dual IDC type, 180 degree, white color with dust cover | available |  | 2.3 | 8056045879028 | 8517709000 | 15 years |  | White |  |  | 100 | 1000 |  | Keystone Jacks |  | Presa Keystone Cat.6, IDC 180gradi, bianca
WPC-KEY-6U-90/BL | UTP Cat. 6 keystone jack, Dual IDC type, 90 degree, black color with dust cover | available |  | 2 | 8056045879035 | 8517709000 | 15 years |  | Black |  |  | 100 | 1000 |  | Keystone Jacks |  | Presa Keystone Cat.6, IDC 90gradi, nera
WPC-KEY-6UP-TL/B | Professional Keystone Cat. 6 UTP, 180 degree, Blue - tool less | available |  | 2.862 | 8054392614729 | 8517709000 | 15 years |  | Blue |  |  | 96 | 960 |  | Keystone Jacks |  | Presa Keystone Tolless Cat. 6 UTP, blu
WPC-KEY-6UP-TL/BL | Professional Keystone Cat. 6 UTP, 180 degree, Black - tool less | available |  | 2.862 | 8054392614736 | 8517709000 | 15 years |  | Black |  |  | 96 | 960 |  | Keystone Jacks |  | Presa Keystone Tolless Cat. 6 UTP, nera
WPC-KEY-6UP-TL/R | Professional Keystone Cat. 6 UTP, 180 degree, Red - tool less | available |  | 2.862 | 8054392614743 | 8517709000 | 15 years |  | Red |  |  | 96 | 960 |  | Keystone Jacks |  | Presa Keystone Tolless Cat. 6 UTP, rossa
WPC-KEY-6UP-TL/W | Professional Keystone Cat. 6 UTP, 180 degree, White - tool less | available |  | 2.862 | 8054392614750 | 8517709000 | 15 years |  | White |  |  | 96 | 960 |  | Keystone Jacks |  | Presa Keystone Tolless Cat. 6 UTP, bianca
WPC-KEY-6UP-TL/Y | Professional Keystone Cat. 6 UTP, 180 degree, Yellow - tool less | available |  | 2.862 | 8054392614767 | 8517709000 | 15 years |  | Yellow |  |  | 96 | 960 |  | Keystone Jacks |  | Presa Keystone Tolless Cat. 6 UTP, gialla
WPC-KEY-HDMI | Keystone jack HDMI female to female coupler | available |  | 5.28 | 8056045875068 | 8517709000 | 15 years |  | White |  |  | 100 | 500 |  | Keystone Jacks |  | Presa Keystone HDMI f/f, bianca
WPC-KEY-HDMI-BL | Keystone jack HDMI female to female coupler, Black | available |  | 6 | 8052101431193 | 8517709000 | 15 years |  |  |  |  | 100 | 1000 |  | Keystone Jacks |  | Presa Keystone HDMI f/f, nera
WPC-KEY-USB | Keystone jack USB female to female coupler | available |  | 2.54 | 8056045875051 | 8517709000 | 15 years |  | White |  |  | 100 | 500 |  | Keystone Jacks |  | Presa Keystone USB f/f, bianca
WPC-KEY-USB3-BL | Keystone jack USB 3.0 female to female coupler, Black | available |  | 5 | 8052101431209 | 8517709000 | 15 years |  |  |  |  | 100 | 1000 |  | Keystone Jacks |  | Presa Keystone USB3.0 f/f, nera
Item number | Patch Panels
WPC-PAN-5U-24 | 19" Patch Panel Cat.5e UTP 24 RJ45 ports 1U with cable management, Black | available |  | 50 | 8032958188495 | 8517709000 | 15 years |  | Black RAL 9005 |  |  |  | 20 |  | Patch Panel |  | Patch Panel 19 Cat.5e UTP 24 porte RJ45,1U
WPC-PAN-5F-24 | 19" Patch Panel Cat.5e STP 24 RJ45 ports 1U, Black | available |  | 80.33 | 8032958188563 | 8517709000 | 15 years |  | Black RAL 9005 |  |  |  | 10 |  | Patch Panel |  | Patch Panel 19 Cat.5e STP 24 porte RJ45,1U
WPC-PAN-5U-48HD | 19" Patch Panel Cat.5E UTP 48 RJ45 ports High Density 1U, Black | available |  | 95.4 | 8056045875044 | 8517709000 | 15 years |  | Black RAL 9005 |  |  |  | 10 |  | Patch Panel |  | Patch Panel 19 Cat.5e UTP 48 RJ45 porte,1U
WPC-PAN-6U-24 | 19" Patch Panel Cat.6 UTP 24 RJ45 ports 1U with cable management, Black | available |  | 56.53 | 8032958188501 | 8517709000 | 15 years |  | Black RAL 9005 |  |  |  | 20 |  | Patch Panel |  | Patch Panel 19 Cat.6 UTP 24 porte RJ45,1U
WPC-PAN-6U-24HD | 19" Patch Panel Cat.6 UTP 24 RJ45 ports High Density 0,5U, Black | available |  | 63.6 | 8054392614774 | 8517709000 | 15 years |  | Black RAL 9005 |  |  |  | 0 |  | Patch Panel |  | Patch Panel 19 Cat.6 UTP 24 porteRJ45,0,5U
WPC-PAN-6UP-24 | 19" Modular Patch Panel Cat.6 UTP 24 RJ45 Tool-less Keystone, 1U with cable management, Black | available |  | 93.28 | 8054392618680 | 8517709000 | 15 years |  | Black RAL 9005 |  |  |  | 20 |  | Patch Panel |  | Patch Panel 19 Cat.6 UTP 24 x RJ45 Toolless
WPC-PAN-6F-24 | 19" Patch Panel Cat.6 STP 24 RJ45 ports 1U, Black | available |  | 95.4 | 8032958188518 | 8517709000 | 15 years |  | Black RAL 9005 |  |  |  | 10 |  | Patch Panel |  | Patch Panel 19 Cat.6 STP 24 porte RJ45,1U
WPC-PAN-6AF-24 | 19" Patch Panel Cat.6a STP 24 RJ45 ports 1U with cable management, Black | available |  | 134.27 | 8056045878588 | 8517709000 | 15 years |  | Black RAL 9005 |  |  |  | 10 |  | Patch Panel |  | Patch Panel 19 Cat.6a STP 24 porte RJ45,1U
WPC-PAN-6AU-24 | 19" Patch Panel Cat.6a UTP 24 RJ45 ports 1U with cable management, Black | available |  | 68.9 | 8056045875099 | 8517709000 | 15 years |  | Black RAL 9005 |  |  |  | 10 |  | Patch Panel |  | Patch Panel 19 Cat.6a UTP 24 porte RJ45,1U
WPC-PAN-6AUP-24 | 19" Modular Patch Panel Cat.6a UTP 24 RJ45 Toolless Keystone, 1U with cable management, Black | available |  | 103.88 | 8054392618697 | 8517709000 | 15 years |  | Black RAL 9005 |  |  |  | 10 |  | Patch Panel |  | Patch Panel 19 Cat.6a UTP 24x RJ45 Toolless
WPC-PAN-BU24 | Blank Patch Panel With Cable Management 24 Ports, Cat5e/Cat6 UTP, Black | available |  | 17.67 | 8056045871060 | 8517709000 | 15 years |  | Black RAL 9005 |  |  |  | 20 |  | Patch Panel |  | Patch panel 19 UTP 24 posti VUOTO
WPC-PAN-BUA24 | Angled Blank Patch Panel With Cable Management 24 Ports, Cat5e/Cat6 UTP, Black | available |  | 25.97 | 8054392614781 | 8517709000 | 15 years |  | Black RAL 9005 |  |  |  | 0 |  | Patch Panel |  | Patch panel 19 UTP angolato 24 posti VUOTO
WPC-PAN-BUP24 | Professional Modular Blank Patch Panel With Cable Management 24 Ports, UTP, Black | available |  | 26.5 | 8054392614798 | 8517709000 | 15 years |  | Black RAL 9005 |  |  |  | 0 |  | Patch Panel |  | Patch panel 19 UTP modulare 24 posti VUOTO
WPC-PAN-BS24 | Blank Patch Panel With Cable Management 24 Ports, Cat5e/Cat6 FTP, Black | available |  | 23.85 | 8056045871077 | 8517709000 | 15 years |  | Black RAL 9005 |  |  |  | 20 |  | Patch Panel |  | Patch panel 19 STP 24 posti VUOTO
WPC-PAN-BSP24 | Professional Modular Blank Patch Panel With Cable Management 24 Ports, STP, Black | available |  | 30 | 8052101432350 | 8517709000 | 15 years |  | Black RAL 9005 |  |  |  | 20 |  | Patch Panel |  | Patch panel 19 STP modulare 24 posti VUOTO
WPC-APP-BB24 | Back bar with cable fixing system for Professional Panels | available |  | 9 | 8052101432367 | 8517709000 | 15 years |  | Black RAL 9005 |  |  |  | 20 |  | Patch Panel |  | Pannello post. per pannelli WP Professional
WPC-APP-FP8LCD | Front panel for preterminated fibers LC/dx-SC/sx 8 ports for WP Professional Modular Panel | available |  | 3 | 8052101432374 | 8517709000 | 15 years |  | Black RAL 9005 |  |  |  | 20 |  | Patch Panel |  | #N/A
Item number | Modular Plug
WPC-MDP-882-3U-F06 | Modular plug for flat cable, Cat.3, RJ45, 8P8C, gold plating 6 µ | available |  | 0.1184 | 8056045879073 | 8517709000 | 15 years | [5 empty] | 10000 |  | Plug |  | Plug telefonico Cat.3, RJ45, 8P8C
WPC-MDP-662-3U-F06 | Modular plug for flat cable, Cat.3, RJ12, 6P6C, gold plating 6 µ | available |  | 0.1016 | 8056045879080 | 8517709000 | 15 years | [5 empty] | 0 |  | Plug |  | Plug telefonico Cat.3, RJ12, 6P6C
WPC-MDP-642-3U-F06 | Modular plug for flat cable, Cat.3, RJ14, 6P4C, gold plating 6 µ | available |  | 0.0848 | 8056045879097 | 8517709000 | 15 years | [5 empty] | 10000 |  | Plug |  | Plug telefonico Cat.3, RJ14, 6P4C
WPC-MDP-442-3U-F06 | Modular plug for flat cable, Cat.3, RJ10, 4P4C, gold plating 6 µ | available |  | 0.075 | 8056045879103 | 8517709000 | 15 years | [5 empty] | 10000 |  | Plug |  | Plug telefonico Cat.3, RJ10, 4P4C
WPC-MDP-882-5U-R06 | Cat. 5e UTP modular plug for stranded and solid round cable, RJ45, 8P8C, gold plating 6 µ | available |  | 0.149 | 8056045879110 | 8517709000 | 15 years | [5 empty] | 10000 |  | Plug |  | Plug Cat. 5e UTP, RJ45, doratura 6u
WPC-MDP-882-5U-R15 | Cat. 5e UTP modular plug for stranded and solid round cable, RJ45, 8P8C, gold plating 15 µ | available |  | 0.2712 | 8056045879127 | 8517709000 | 15 years | [5 empty] | 1000 |  | Plug |  | Plug Cat. 5e UTP, RJ45, doratura 15u
WPC-MDP-883-5U-R50 | Cat. 5e UTP modular plug for solid round cable, RJ45, 8P8C, gold plating 50 µ | available |  | 0.5344 | 8056045879134 | 8517709000 | 15 years | [5 empty] | 1000 |  | Plug |  | Plug Cat. 5e UTP,RJ45, x c. rigido,dor.50u
WPC-MDP-882-5F-R15 | Cat. 5e STP modular plug for stranded and solid round cable, RJ45, 8P8C, gold plating 15 µ | available |  | 0.4576 | 8056045879141 | 8517709000 | 15 years | [5 empty] | 5000 |  | Plug |  | Plug Cat. 5e STP, RJ45, doratura 15u
WPC-MDP-882-5F-R50 | Cat. 5e STP modular plug for stranded and solid round cable, RJ45, 8P8C, gold plating 50 µ | TBA |  | 0.5344 | 8056045879158 | 8517709000 | 15 years | [5 empty] | 0 |  | Plug |  | Plug Cat. 5e STP, RJ45, doratura 50u
WPC-MDP-883-5F-R50 | Cat. 5e STP modular plug for solid round cable, RJ45, 8P8C, gold plating 50 µ | available |  | 0.7296 | 8054392610158 | 8517709000 | 15 years | [5 empty] | 500 |  | Plug |  | Plug Cat. 5e STP,RJ45, x c. rigido,dor.50u
WPC-MDP-882-6U-R06 | Cat. 6 UTP modular plug for stranded and solid round cable, with insert bar, RJ45, 8P8C, gold plating 6 µ | available |  | 0.34 | 8056045879165 | 8517709000 | 15 years | [5 empty] | 5000 |  | Plug |  | Plug Cat. 6 UTP, RJ45, doratura 6u
WPC-MDP-882-6U-R15 | Cat. 6 UTP modular plug for stranded and solid round cable, with insert bar, RJ45, 8P8C, gold plating 15 µ | available |  | 0.45 | 8056045879172 | 8517709000 | 15 years | [5 empty] | 1000 |  | Plug |  | Plug Cat. 6 UTP, RJ45, doratura 15u
WPC-MDP-883-6U-R50 | Cat. 6 UTP modular plug for solid round cable, with insert bar, RJ45, 8P8C, gold plating 50 µ | available |  | 0.6192 | 8056045879189 | 8517709000 | 15 years | [5 empty] | 1000 |  | Plug |  | Plug Cat. 6 UTP,RJ45, x c. rigido,dor.50u
WPC-MDP-882-6F-R15 | Cat. 6 STP modular plug for stranded and solid round cable, with insert bar, RJ45, 8P8C, gold plating 15 µ | available |  | 0.6872 | 8056045879196 | 8517709000 | 15 years | [5 empty] | 1000 |  | Plug |  | Plug Cat. 6 STP, RJ45, doratura 15u
WPC-MDP-882-6F-R50 | Cat. 6 STP modular plug for stranded and solid round cable, with insert bar, RJ45, 8P8C, gold plating 50 µ | available |  | 0.8056 | 8056045879202 | 8517709000 | 15 years | [5 empty] | 0 |  | Plug |  | Plug Cat. 6 STP, RJ45, doratura 50u
WPC-MDP-883-6F-R50 | Cat. 6 STP modular plug for solid round cable, with insert bar, RJ45, 8P8C, gold plating 50 µ | available |  | 0.85 | 8054392610165 | 8517709000 | 15 years | [5 empty] | 500 |  | Plug |  | Plug Cat. 6 STP,RJ45, x c. rigido,dor.50u
WPC-MDP-883-6UP-R50T | Cat. 6 UTP wire through modular plug for solid round cable, RJ45, 8P8C, gold plating 50 µ | available |  | 0.65 | 8054392616471 | 8517709000 | 15 years | [5 empty] | 0 |  | Plug |  | Plug pass.Cat. 6 UTP,RJ45, x c. rigido,50u
WPC-MDP-883-6SP-R50T | Cat. 6 STP wire through modular plug for solid round cable, RJ45, 8P8C, gold plating 50 µ | available |  | 1.6112 | 8054392616488 | 8517709000 | 15 years | [5 empty] | 500 |  | Plug |  | Plug pass.Cat. 6 STP,RJ45, x c. rigido,50u
WPC-MDP-88-6AUP-TL | Professional Cat. 6a UTP tool less field plug, RJ45, 8P8C, gold plating 50 µ | available |  | 4.13 | 8054392614804 | 8517709000 | 15 years | [5 empty] | 0 |  | Plug |  | Plug Toolless Cat. 6a UTP, RJ45
WPC-MDP-88-6ASP-TL | Professional Cat. 6a STP tool less field plug, RJ45, 8P8C, gold plating 50 µ | available |  | 7.42 | 8054392614811 | 8517709000 | 15 years | [5 empty] | 0 |  | Plug |  | Plug Toolless Cat. 6a STP, RJ45
WPC-MDP-88-8SP-TL | Professional Cat. 8 STP tool less field plug, with Push Pull Tab, RJ45, 8P8C, gold plating 50 µ | available |  | 10.5 | 8052101432381 | 8517709000 | 15 years | [5 empty] | 0 |  | Plug |  | Plug Toolless Cat. 8 STP, RJ45
Item number | Twisted Pair Components
WPC-PAN-BUWB7 | Wall Mount Blank Distribution Box 7 Keystone Ports, 1 VGA Port, Black | available |  | 32 | 8052101431124 | 8517709000 | 15 years | [9 empty] | Box Di Distribuzione 7 porte Keystone
WPC-DBX-B1-W | DIN-Rail Adapter for Keystone Modules, IP20, White | available |  | 10 | 8054392615610 | 8517709000 | 15 years | [5 empty] | 500 |  | Keystone Jacks |  | Adattatore Keystone per guida DIN, IP20
WPC-SBX-0101 | Surface box, 1 port, without keystone jack | available |  | 1.5 | 8056045879059 | 8517709000 | 15 years | [5 empty] | 500 |  | Keystone Jacks |  | Box per Keystone, 1 porta
WPC-SBX-0102 | Surface box, 2 port, without keystone jack | available |  | 1.9 | 8056045879066 | 8517709000 | 15 years | [5 empty] | 250 |  | Keystone Jacks |  | Box per Keystone, 2 porta
WPC-KEY-BC-BL | Keystone Blind Cover, Black, 10 pcs set | available |  | 5 | 8052101431131 | 8517709000 | 15 years | [9 empty] | Tappo copri foro Keystone, nero
WPC-KEY-BC-W | Keystone Blind Cover, White, 10 pcs set | available |  | 5 | 8052101431148 | 8517709000 | 15 years | [9 empty] | Tappo copri foro Keystone, bianco
WPC-KEY-ALCD-BL | Keystone Adapter LC Duplex, Black, 10 pcs set | available |  | 5 | 8052101431155 | 8517709000 | 15 years | [9 empty] | Adattatore Keystone per LC/dx, nero
WPC-KEY-ALCD-W | Keystone Adapter LC Duplex, White, 10 pcs set | available |  | 5 | 8052101431162 | 8517709000 | 15 years | [9 empty] | Adattatore Keystone per LC/dx, bianco
WPC-MDA-B88-B | PVC boot for cat 5e/6 round cable 5,5 mm - BLUE | available |  | 0.105 | 8056045879219 | 8517709000 | 15 years | [5 empty] | 300 |  | Keystone Jacks |  | Cappuccio copri plug 5,5mm - BLU
WPC-MDA-B88-BL | PVC boot for cat 5e/6 round cable 5,5 mm - BLACK | available |  | 0.105 | 8056045879226 | 8517709000 | 15 years | [5 empty] | 3000 |  | Keystone Jacks |  | Cappuccio copri plug 5,5mm - NERO
WPC-MDA-B88-G | PVC boot for cat 5e/6 round cable 5,5 mm - GREEN | available |  | 0.105 | 8056045879233 | 8517709000 | 15 years | [5 empty] | 3000 |  | Keystone Jacks |  | Cappuccio copri plug 5,5mm - VERDE
WPC-MDA-B88-GR | PVC boot for cat 5e/6 round cable 5,5 mm - GREY | available |  | 0.105 | 8056045879417 | 8517709000 | 15 years | [5 empty] | 5000 |  | Keystone Jacks |  | Cappuccio copri plug 5,5mm - GRIGIO
WPC-MDA-B88-R | PVC boot for cat 5e/6 round cable 5,5 mm - RED | available |  | 0.105 | 8056045879240 | 8517709000 | 15 years | [5 empty] | 3000 |  | Keystone Jacks |  | Cappuccio copri plug 5,5mm - ROSSO
WPC-MDA-B88-Y | PVC boot for cat 5e/6 round cable 5,5 mm - YELLOW | available |  | 0.105 | 8056045879257 | 8517709000 | 15 years | [5 empty] | 3000 |  | Keystone Jacks |  | Cappuccio copri plug 5,5mm - GIALLO
Item number | Security Solutions
WPC-NSS-PL20R | RJ45 WP PortLock – 20 PortLocks with 1 Key Tool | available |  | 12 | 8052101435870 | 8517709000 | 15 years | [9 empty] | RJ45 WP PortLock – 20 PortLocks,1 Key Tool
Item number | Tester
WPC-TST-001 | Network Tester RJ11/RJ12/RJ45/BNC | available |  | 15.36 | 8056045871015 | 8517709000 | 2 years | [5 empty] | 50 |  | Tester and Tools |  | Network Tester RJ11/RJ12/RJ45/BNC
WPC-TST-002 | Cable Tester RJ11/12/45 BNC and USB | available |  | 46.75 | 8056045871022 | 8517709000 | 2 years | [5 empty] | 20 |  | Tester and Tools |  | Cable Tester RJ11/12/45 BNC and USB
WPC-TST-003 | Cable Tester for UTP/STP RJ45, RJ11/RJ12 & BNC Cable | available |  | 36.89 | 8054392612633 | 8517709000 | 2 years | [5 empty] | 50 |  | Tester and Tools |  | Cable Tester for UTP/STP RJ45, RJ11/RJ12
Item number | Tools
WPC-TLA-021 | Easy stripper for UTP/STP Round cable | available |  | 1.59 | 8056045879271 | 8203200000 | 15 years |  |  |  |  | 100 | 1000 |  | Keystone Jacks |  | Easy stripper for UTP/STP Round cable
WPC-TLA-022 | Stripper & cuts tool for UTP/STP Round cable or flat telephone cable | available |  | 4.11 | 8056045879288 | 8203200000 | 15 years |  |  |  |  | 10 | 100 |  | Keystone Jacks |  | Stripper & Taglierina per cavi UTP/STP
WPC-TLA-001 | Impact and Punch Down Tool | available |  | 7 | 8056045871039 | 8517709000 | 15 years |  |  |  |  | 0 | 50 |  | Tester and Tools |  | Attrezzo inserzione Impact and Punch Down
WPC-TLA-002 | Crimping Tool for RJ11, RJ12 and RJ45 with Ratchet | available |  | 14.68 | 8056045871046 | 8203200000 | 15 years |  |  |  |  | 10 | 50 |  | Tester and Tools |  | Pinza per crimpare RJ11, RJ12 e RJ45
WPC-TLA-003 | Professional Crimping Tool for RJ11, RJ12 and RJ45 with Ratchet | available |  | 25.81 | 8056045871053 | 8517709000 | 15 years |  |  |  |  | 5 | 20 |  | Tester and Tools |  | Pinza profess. per crimpare RJ11,RJ12,RJ45
WPC-TLA-005 | Professional Crimping Tool for RJ45 wire through plug with cable stripper | available |  | 41 | 8052101431087 | 8517709000 | 15 years |  |  |  |  | 5 | 20 |  | Tester and Tools |  | Pinza professionale per plug passanti RJ45
WPC-TLA-005SB | Spare blade for Crimping Tool WPC-TLA-005 | available |  | 3 | 8052101431094 | 8517709000 | 15 years |  |  |  |  | 5 | 20 |  | Tester and Tools |  | Lama di ricambio per WPC-TLA-005
Item number | Coupler
WPC-CPR-5U | Cat. 5e UTP Coupler | available |  | 4.17 | 8056045871084 | 8517709000 | 15 years |  | Black |  |  |  | 300 |  | Coupler |  | Accoppiatore Cat. 5e UTP
WPC-CPR-5F | Cat. 5e FTP Coupler | available |  | 5.12 | 8056045871091 | 8517709000 | 15 years |  | Silver |  |  |  | 500 |  | Coupler |  | Accoppiatore Cat. 5e STP
WPC-CPR-6ASP | Professional Cat.6a STP In-line Coupler tool less | available |  | 9.54 | 8054392614828 | 8517709000 | 15 years |  | Black |  |  |  | 0 |  | Coupler |  | Accoppiatore in linea Toolless Cat. 6a STP
WPC-CPR-6ASO | Professional Cat.6a STP RJ45 Outdoor Coupler | available |  | 14 | 8052101432398 | 8517709000 | 15 years |  | Black |  |  |  | 0 |  | Coupler |  | Accoppiatore RJ45-RJ45 IP68 Cat. 6a STP
WPC-CPR-6U | Cat. 6 UTP Coupler | available |  | 4.29 | 8056045871107 | 8517709000 | 15 years |  | Black |  |  |  | 1000 |  | Coupler |  | Accoppiatore Cat. 6 UTP
WPC-CPR-6F | Cat. 6 FTP Coupler | available |  | 4.77 | 8056045871114 | 8517709000 | 15 years |  | Silver |  |  |  | 500 |  | Coupler |  | Accoppiatore Cat. 6 STP
WPC-CPR-K5U | Cat. 5 UTP Keystone Coupler | available |  | 2.72 | 8054392612565 | 8517709000 | 15 years |  | Black |  |  |  | 0 |  | Coupler |  | Accoppiatore Keystone Cat. 5e UTP
WPC-CPR-K5S | Cat. 5 STP Keystone Coupler | available |  | 3.31 | 8054392612572 | 8517709000 | 15 years |  | Silver |  |  |  | 1000 |  | Coupler |  | Accoppiatore Keystone Cat. 5e STP
WPC-CPR-K6U | Cat. 6 UTP Keystone Coupler | available |  | 3.31 | 8054392612589 | 8517709000 | 15 years |  | Black |  |  |  | 0 |  | Coupler |  | Accoppiatore Keystone Cat. 6 UTP
WPC-CPR-K6S | Cat. 6 STP Keystone Coupler | available |  | 3.7 | 8054392612596 | 8517709000 | 15 years |  | Silver |  |  |  | 500 |  | Coupler |  | Accoppiatore Keystone Cat. 6 STP
WPC-CPR-6P6C | Telephone cord coupler RJ11 jack to RJ11 jack 6P2C/6P4C/6P6C | available |  | 1.22 | 8056045875112 | 8517709000 | 15 years |  | White |  |  |  | 100 |  | Coupler |  | Accoppiatore telefonico RJ11
WPC-CPR-8P8C | Telephone cord coupler RJ45 jack to RJ45 jack 8P8C | available |  | 1.43 | 8056045875105 | 8517709000 | 15 years |  | White |  |  |  | 100 |  | Coupler |  | Accoppiatore telefonico RJ45
WPC-CPR-VGA15FF | VGA Coupler female to female 15 pin | available |  | 7 | 8052101431117 | 8517709000 | 15 years | [9 empty] | Accoppiatore VGA f/f 15pin
WPC-ACB-6F | Cat.6 FTP connection box | available |  | 6.56 | 8056045875082 | 8517709000 | 15 years |  | White |  |  |  | 200 |  | Coupler |  | Box di giunzione Cat.6 STP
Item number | CAT 5e F-UTP
WPC-PAT-5F005 | CAT 5e F-UTP patch cable Length 0,5 M, AWG 26/7, CU, Color Grey | available |  | 1.91 | 8032958186057 | 8544429090 | 15 years |  | Grey |  |  |  | 250 |  | Patch Cables |  | CAT 5e F-UTP cavo patch 0,5m,AWG26/7,grigio
WPC-PAT-5F005B | CAT 5e F-UTP patch cable Length 0,5 M, AWG 26/7, CU, Color Blue | EOL | promo | 1.91 | 8032958182899 | 8544429090 | 15 years |  | Blue |  |  |  | 250 |  | Patch Cables |  | CAT 5e F-UTP cavo patch 0,5m,AWG26/7,blu
WPC-PAT-5F005G | CAT 5e F-UTP patch cable Length 0,5 M, AWG 26/7, CU, Color Green | EOL | promo | 1.91 | 8032958182936 | 8544429090 | 15 years |  | Green |  |  |  | 200 |  | Patch Cables |  | CAT 5e F-UTP cavo patch 0,5m,AWG26/7,verde
WPC-PAT-5F005R | CAT 5e F-UTP patch cable Length 0,5 M, AWG 26/7, CU, Color Red | EOL | promo | 1.91 | 8032958182929 | 8544429090 | 15 years |  | Red |  |  |  | 250 |  | Patch Cables |  | CAT 5e F-UTP cavo patch 0,5m,AWG26/7,rosso
WPC-PAT-5F005W | CAT 5e F-UTP patch cable Length 0,5 M, AWG 26/7, CU, Color White | EOL | promo | 1.91 | 8056045870773 | 8544429090 | 15 years |  | White |  |  |  | 250 |  | Patch Cables |  | CAT 5e F-UTP cavo patch 0,5m,AWG26/7,bianco
WPC-PAT-5F005Y | CAT 5e F-UTP patch cable Length 0,5 M, AWG 26/7, CU, Color Yellow | EOL | promo | 1.91 | 8056045870780 | 8544429090 | 15 years |  | Yellow |  |  |  | 250 |  | Patch Cables |  | CAT 5e F-UTP cavo patch 0,5m,AWG26/7,giallo
WPC-PAT-5F010 | CAT 5e F-UTP patch cable Length 1 M, AWG 26/7, CU, Color Grey | available |  | 2.65 | 8032958182950 | 8544429090 | 15 years |  | Grey |  |  |  | 200 |  | Patch Cables |  | CAT 5e F-UTP cavo patch 1m.,AWG26/7,grigio
WPC-PAT-5F010B | CAT 5e F-UTP patch cable Length 1 M, AWG 26/7, CU, Color Blue | EOL | promo | 2.65 | 8032958184633 | 8544429090 | 15 years |  | Blue |  |  |  | 200 |  | Patch Cables |  | CAT 5e F-UTP cavo patch 1m.,AWG26/7,blu
WPC-PAT-5F010G | CAT 5e F-UTP patch cable Length 1 M, AWG 26/7, CU, Color Green | EOL | promo | 2.65 | 8032958184688 | 8544429090 | 15 years |  | Green |  |  |  | 200 |  | Patch Cables |  | CAT 5e F-UTP cavo patch 1m.,AWG26/7,verde
WPC-PAT-5F010R | CAT 5e F-UTP patch cable Length 1 M, AWG 26/7, CU, Color Red | EOL | promo | 2.65 | 8032958184664 | 8544429090 | 15 years |  | Red |  |  |  | 200 |  | Patch Cables |  | CAT 5e F-UTP cavo patch 1m.,AWG26/7,rosso
WPC-PAT-5F010W | CAT 5e F-UTP patch cable Length 1 M, AWG 26/7, CU, Color White | EOL | promo | 2.65 | 8056045870803 | 8544429090 | 15 years |  | White |  |  |  | 200 |  | Patch Cables |  | CAT 5e F-UTP cavo patch 1m.,AWG26/7,bianco
WPC-PAT-5F010Y | CAT 5e F-UTP patch cable Length 1 M, AWG 26/7, CU, Color Yellow | EOL | promo | 2.65 | 8056045870810 | 8544429090 | 15 years |  | Yellow |  |  |  | 200 |  | Patch Cables |  | CAT 5e F-UTP cavo patch 1m.,AWG26/7,giallo
WPC-PAT-5F020 | CAT 5e F-UTP patch cable Length 2 M, AWG 26/7, CU, Color Grey | available |  | 3.5 | 8032958186064 | 8544429090 | 15 years |  | Grey |  |  |  | 150 |  | Patch Cables |  | CAT 5e F-UTP cavo patch 2m.,AWG26/7,grigio
WPC-PAT-5F020BL | CAT 5e F-UTP patch cable Length 2 M, AWG 26/7, CU, Color Black | EOL | promo | 3.5 | 8032958183247 | 8544429090 | 15 years |  | Black |  |  |  | 150 |  | Patch Cables |  | CAT 5e F-UTP cavo patch 2m.,AWG26/7,nero
WPC-PAT-5F020R | CAT 5e F-UTP patch cable Length 2 M, AWG 26/7, CU, Color Red | EOL | promo | 3.5 | 8032958183254 | 8544429090 | 15 years |  | Red |  |  |  | 150 |  | Patch Cables |  | CAT 5e F-UTP cavo patch 2m.,AWG26/7,rosso
WPC-PAT-5F030 | CAT 5e F-UTP patch cable Length 3 M, AWG 26/7, CU, Color Grey | available |  | 4.58 | 8032958181250 | 8544429090 | 15 years |  | Grey |  |  |  | 100 |  | Patch Cables |  | CAT 5e F-UTP cavo patch 3m.,AWG26/7,grigio
WPC-PAT-5F030G | CAT 5e F-UTP patch cable Length 3 M, AWG 26/7, CU, Color Green | EOL | promo | 4.58 | 8056045870834 | 8544429090 | 15 years |  | Green |  |  |  | 100 |  | Patch Cables |  | CAT 5e F-UTP cavo patch 3m.,AWG26/7,verde
WPC-PAT-5F030R | CAT 5e F-UTP patch cable Length 3 M, AWG 26/7, CU, Color Red | EOL | promo | 4.58 | 8032958182172 | 8544429090 | 15 years |  | Red |  |  |  | 100 |  | Patch Cables |  | CAT 5e F-UTP cavo patch 3m.,AWG26/7,rosso
WPC-PAT-5F030Y | CAT 5e F-UTP patch cable Length 3 M, AWG 26/7, CU, Color Yellow | EOL | promo | 4.58 | 8056045870766 | 8544429090 | 15 years |  | Yellow |  |  |  | 100 |  | Patch Cables |  | CAT 5e F-UTP cavo patch 3m.,AWG26/7,giallo
WPC-PAT-5F050 | CAT 5e F-UTP patch cable Length 5 M, AWG 26/7, CU, Color Grey | available |  | 6.75 | 8032958181267 | 8544429090 | 15 years |  | Grey |  |  |  | 50 |  | Patch Cables |  | CAT 5e F-UTP cavo patch 5m.,AWG26/7,grigio
WPC-PAT-5F050B | CAT 5e F-UTP patch cable Length 5 M, AWG 26/7, CU, Color Blue | EOL | promo | 6.75 | 8032958182196 | 8544429090 | 15 years |  | Blue |  |  |  | 50 |  | Patch Cables |  | CAT 5e F-UTP cavo patch 5m.,AWG26/7,blu
WPC-PAT-5F050G | CAT 5e F-UTP patch cable Length 5 M, AWG 26/7, CU, Color Green | EOL | promo | 6.75 | 8032958182226 | 8544429090 | 15 years |  | Green |  |  |  | 50 |  | Patch Cables |  | CAT 5e F-UTP cavo patch 5m.,AWG26/7,verde
WPC-PAT-5F050R | CAT 5e F-UTP patch cable Length 5 M, AWG 26/7, CU, Color Red | EOL | promo | 6.75 | 8032958181694 | 8544429090 | 15 years |  | Red |  |  |  | 50 |  | Patch Cables |  | CAT 5e F-UTP cavo patch 5m.,AWG26/7,rosso
WPC-PAT-5F050Y | CAT 5e F-UTP patch cable Length 5 M, AWG 26/7, CU, Color Yellow | EOL | promo | 6.75 | 8056045870872 | 8544429090 | 15 years |  | Yellow |  |  |  | 50 |  | Patch Cables |  | CAT 5e F-UTP cavo patch 5m.,AWG26/7,giallo
WPC-PAT-5F070 | CAT 5e F-UTP patch cable Length 7 M, AWG 26/7, CU, Color Grey | available |  | 8.92 | 8032958181700 | 8544429090 | 15 years |  | Grey |  |  |  | 50 |  | Patch Cables |  | CAT 5e F-UTP cavo patch 7m.,AWG26/7,grigio
WPC-PAT-5F100 | CAT 5e F-UTP patch cable Length 10 M, AWG 26/7, CU, Color Grey | available |  | 11.58 | 8032958181274 | 8544429090 | 15 years |  | Grey |  |  |  | 50 |  | Patch Cables |  | CAT 5e F-UTP cavo patch 10m.,AWG26/7,grigio
WPC-PAT-5F150 | CAT 5e F-UTP patch cable Length 15 M, AWG 26/7, CU, Color Grey | available |  | 16.88 | 8032958187221 | 8544429090 | 15 years |  | Grey |  |  |  | 25 |  | Patch Cables |  | CAT 5e F-UTP cavo patch 15m.,AWG26/7,grigio
WPC-PAT-5F200 | CAT 5e F-UTP patch cable Length 20 M, AWG 26/7, CU, Color Grey | available |  | 22.91 | 8032958186071 | 8544429090 | 15 years |  | Grey |  |  |  | 25 |  | Patch Cables |  | CAT 5e F-UTP cavo patch 20m.,AWG26/7,grigio
WPC-PAT-5F300 | CAT 5e F-UTP patch cable Length 30 M, AWG 26/7, CU, Color Grey | available |  | 32.56 | 8032958187238 | 8544429090 | 15 years |  | Grey |  |  |  | 25 |  | Patch Cables |  | CAT 5e F-UTP cavo patch 30m.,AWG26/7,grigio
Item number | CAT 5e F-UTP, Crossover
WPC-PAT-5F010-CRO | CAT 5e F-UTP patch cable Length 1 M, AWG 26/7, CU, Crossover, Color Grey | available |  | 2.65 | 8032958183230 | 8544429090 | 15 years |  | Grey |  |  |  | 250 |  | Patch Cables |  | CAT 5e F-UTP cavo patch 1m.,AWG26/7, Cross.
WPC-PAT-5F020-CRO | CAT 5e F-UTP patch cable Length 2 M, AWG 26/7, CU, Crossover, Color Grey | available |  | 3.5 | 8032958183278 | 8544429090 | 15 years |  | Grey |  |  |  | 200 |  | Patch Cables |  | CAT 5e F-UTP cavo patch 2m.,AWG26/7, Cross.
WPC-PAT-5F030-CRO | CAT 5e F-UTP patch cable Length 3 M, AWG 26/7, CU, Crossover, Color Grey | available |  | 4.58 | 8032958183285 | 8544429090 | 15 years |  | Grey |  |  |  | 100 |  | Patch Cables |  | CAT 5e F-UTP cavo patch 3m.,AWG26/7, Cross.
WPC-PAT-5F050-CRO | CAT 5e F-UTP patch cable Length 5 M, AWG 26/7, CU, Crossover, Color Grey | available |  | 6.75 | 8056045870858 | 8544429090 | 15 years |  | Grey |  |  |  | 80 |  | Patch Cables |  | CAT 5e F-UTP cavo patch 5m.,AWG26/7, Cross.
WPC-PAT-5F070-CRO | CAT 5e F-UTP patch cable Length 7 M, AWG 26/7, CU, Crossover, Color Grey | available |  | 8.92 | 8056045870889 | 8544429090 | 15 years |  | Grey |  |  |  | 50 |  | Patch Cables |  | CAT 5e F-UTP cavo patch 7m.,AWG26/7, Cross.
WPC-PAT-5F100-CRO | CAT 5e F-UTP patch cable Length 10 M, AWG 26/7, CU, Crossover, Color Grey | available |  | 11.58 | 8032958183308 | 8544429090 | 15 years |  | Grey |  |  |  | 50 |  | Patch Cables |  | CAT 5e F-UTP cavo patch 10m.,AWG26/7,Cross.
Item number | CAT 5e U-UTP
WPC-PAT-5U005 | CAT 5e U-UTP patch cable, Length 0,5 M, AWG 26/7, CU, Color Grey | available |  | 1.4915 | 8032958182554 | 8544429090 | 15 years |  | Grey |  |  |  | 250 |  | Patch Cables |  | CAT 5e U-UTP cavo patch 0,5m,AWG26/7,grigio
WPC-PAT-5U005W | CAT 5e U-UTP patch cable, Length 0,5 M, AWG 26/7, CU, Color White | EOL | promo | 1.4915 | 8056045870056 | 8544429090 | 15 years |  | White |  |  |  | 250 |  | Patch Cables |  | CAT 5e U-UTP cavo patch 0,5m,AWG26/7,bianco
WPC-PAT-5U010 | CAT 5e U-UTP patch cable, Length 1 M, AWG 26/7, CU, Color Grey | available |  | 1.9475 | 8032958182622 | 8544429090 | 15 years |  | Grey |  |  |  | 200 |  | Patch Cables |  | CAT 5e U-UTP cavo patch 1m.,AWG26/7,grigio
WPC-PAT-5U010BL | CAT 5e U-UTP patch cable, Length 1 M, AWG 26/7, CU, Color Black | EOL | promo | 1.9475 | 8056045870025 | 8544429090 | 15 years |  | Black |  |  |  | 200 |  | Patch Cables |  | CAT 5e U-UTP cavo patch 1m.,AWG26/7,nero
WPC-PAT-5U010G | CAT 5e U-UTP patch cable, Length 1 M, AWG 26/7, CU, Color Green | EOL | promo | 1.9475 | 8032958182714 | 8544429090 | 15 years |  | Green |  |  |  | 200 |  | Patch Cables |  | CAT 5e U-UTP cavo patch 1m.,AWG26/7,verde
WPC-PAT-5U010W | CAT 5e U-UTP patch cable, Length 1 M, AWG 26/7, CU, Color White | EOL | promo | 1.9475 | 8056045870063 | 8544429090 | 15 years |  | White |  |  |  | 200 |  | Patch Cables |  | CAT 5e U-UTP cavo patch 1m.,AWG26/7,bianco
WPC-PAT-5U010Y | CAT 5e U-UTP patch cable, Length 1 M, AWG 26/7, CU, Color Yellow | available |  | 1.9475 | 8032958182646 | 8544429090 | 15 years |  | Yellow |  |  |  | 200 |  | Patch Cables |  | CAT 5e U-UTP cavo patch 1m.,AWG26/7,giallo
WPC-PAT-5U020B | CAT 5e U-UTP patch cable, Length 2 M, AWG 26/7, CU, Color Blue | EOL | promo | 2.7455 | 8032958182738 | 8544429090 | 15 years |  | Blue |  |  |  | 150 |  | Patch Cables |  | CAT 5e U-UTP cavo patch 2m.,AWG26/7,blu
WPC-PAT-5U020BL | CAT 5e U-UTP patch cable, Length 2 M, AWG 26/7, CU, Color Black | EOL | promo | 2.7455 | 8032958187276 | 8544429090 | 15 years |  | Black |  |  |  | 150 |  | Patch Cables |  | CAT 5e U-UTP cavo patch 2m.,AWG26/7,nero
WPC-PAT-5U020G | CAT 5e U-UTP patch cable, Length 2 M, AWG 26/7, CU, Color Green | EOL | promo | 2.7455 | 8032958182776 | 8544429090 | 15 years |  | Green |  |  |  | 150 |  | Patch Cables |  | CAT 5e U-UTP cavo patch 2m.,AWG26/7,verde
WPC-PAT-5U020W | CAT 5e U-UTP patch cable, Length 2 M, AWG 26/7, CU, Color White | EOL | promo | 2.7455 | 8056045870070 | 8544429090 | 15 years |  | White |  |  |  | 150 |  | Patch Cables |  | CAT 5e U-UTP cavo patch 2m.,AWG26/7,bianco
WPC-PAT-5U030 | CAT 5e U-UTP patch cable, Length 3 M, AWG 26/7, CU, Color Grey | available |  | 3.74 | 8032958181236 | 8544429090 | 15 years |  | Grey |  |  |  | 100 |  | Patch Cables |  | CAT 5e U-UTP cavo patch 3m.,AWG26/7,grigio
WPC-PAT-5U030BL | CAT 5e U-UTP patch cable, Length 3 M, AWG 26/7, CU, Color Black | EOL | promo | 3.74 | 8056045870032 | 8544429090 | 15 years |  | Black |  |  |  | 100 |  | Patch Cables |  | CAT 5e U-UTP cavo patch 3m.,AWG26/7,nero
WPC-PAT-5U030G | CAT 5e U-UTP patch cable, Length 3 M, AWG 26/7, CU, Color Green | EOL | promo | 3.74 | 8032958182813 | 8544429090 | 15 years |  | Green |  |  |  | 100 |  | Patch Cables |  | CAT 5e U-UTP cavo patch 3m.,AWG26/7,verde
WPC-PAT-5U030R | CAT 5e U-UTP patch cable, Length 3 M, AWG 26/7, CU, Color Red | EOL | promo | 3.74 | 8032958182806 | 8544429090 | 15 years |  | Red |  |  |  | 100 |  | Patch Cables |  | CAT 5e U-UTP cavo patch 3m.,AWG26/7,rosso
WPC-PAT-5U030W | CAT 5e U-UTP patch cable, Length 3 M, AWG 26/7, CU, Color White | EOL | promo | 3.74 | 8056045870087 | 8544429090 | 15 years |  | White |  |  |  | 100 |  | Patch Cables |  | CAT 5e U-UTP cavo patch 3m.,AWG26/7,bianco
WPC-PAT-5U030Y | CAT 5e U-UTP patch cable, Length 3 M, AWG 26/7, CU, Color Yellow | EOL | promo | 3.74 | 8032958182790 | 8544429090 | 15 years |  | Yellow |  |  |  | 100 |  | Patch Cables |  | CAT 5e U-UTP cavo patch 3m.,AWG26/7,giallo
WPC-PAT-5U050 | CAT 5e U-UTP patch cable, Length 5 M, AWG 26/7, CU, Color Grey | available |  | 5.55 | 8032958181243 | 8544429090 | 15 years |  | Grey |  |  |  | 100 |  | Patch Cables |  | CAT 5e U-UTP cavo patch 5m.,AWG26/7,grigio
WPC-PAT-5U050B | CAT 5e U-UTP patch cable, Length 5 M, AWG 26/7, CU, Color Blue | EOL | promo | 5.55 | 8032958182820 | 8544429090 | 15 years |  | Blue |  |  |  | 50 |  | Patch Cables |  | CAT 5e U-UTP cavo patch 5m.,AWG26/7,blu
WPC-PAT-5U050BL | CAT 5e U-UTP patch cable, Length 5 M, AWG 26/7, CU, Color Black | EOL | promo | 5.55 | 8056045870049 | 8544429090 | 15 years |  | Black |  |  |  | 50 |  | Patch Cables |  | CAT 5e U-UTP cavo patch 5m.,AWG26/7,nero
WPC-PAT-5U050G | CAT 5e U-UTP patch cable, Length 5 M, AWG 26/7, CU, Color Green | EOL | promo | 5.55 | 8032958182851 | 8544429090 | 15 years |  | Green |  |  |  | 50 |  | Patch Cables |  | CAT 5e U-UTP cavo patch 5m.,AWG26/7,verde
WPC-PAT-5U050R | CAT 5e U-UTP patch cable, Length 5 M, AWG 26/7, CU, Color Red | EOL | promo | 5.55 | 8056045870896 | 8544429090 | 15 years |  | Red |  |  |  | 50 |  | Patch Cables |  | CAT 5e U-UTP cavo patch 5m.,AWG26/7,rosso
WPC-PAT-5U050W | CAT 5e U-UTP patch cable, Length 5 M, AWG 26/7, CU, Color White | EOL | promo | 5.55 | 8056045870094 | 8544429090 | 15 years |  | White |  |  |  | 50 |  | Patch Cables |  | CAT 5e U-UTP cavo patch 5m.,AWG26/7,bianco
WPC-PAT-5U050Y | CAT 5e U-UTP patch cable, Length 5 M, AWG 26/7, CU, Color Yellow | EOL | promo | 5.55 | 8056045870902 | 8544429090 | 15 years |  | Yellow |  |  |  | 50 |  | Patch Cables |  | CAT 5e U-UTP cavo patch 5m.,AWG26/7,giallo
WPC-PAT-5U070 | CAT 5e U-UTP patch cable, Length 7 M, AWG 26/7, CU, Color Grey | available |  | 7.24 | 8032958184916 | 8544429090 | 15 years |  | Grey |  |  |  | 50 |  | Patch Cables |  | CAT 5e U-UTP cavo patch 7m.,AWG26/7,grigio
WPC-PAT-5U100 | CAT 5e U-UTP patch cable, Length 10 M, AWG 26/7, CU, Color Grey | available |  | 10.01 | 8032958186095 | 8544429090 | 15 years |  | Grey |  |  |  | 50 |  | Patch Cables |  | CAT 5e U-UTP cavo patch 10m.,AWG26/7,grigio
WPC-PAT-5U150 | CAT 5e U-UTP patch cable, Length 15 M, AWG 26/7, CU, Color Grey | available |  | 14.95 | 8032958182868 | 8544429090 | 15 years |  | Grey |  |  |  | 25 |  | Patch Cables |  | CAT 5e U-UTP cavo patch 15m.,AWG26/7,grigio
WPC-PAT-5U200 | CAT 5e U-UTP patch cable, Length 20 M, AWG 26/7, CU, Color Grey | available |  | 19.78 | 8032958182875 | 8544429090 | 15 years |  | Grey |  |  |  | 25 |  | Patch Cables |  | CAT 5e U-UTP cavo patch 20m.,AWG26/7,grigio
WPC-PAT-5U300 | CAT 5e U-UTP patch cable, Length 30 M, AWG 26/7, CU, Color Grey | available |  | 29.91 | 8032958186378 | 8544429090 | 15 years |  | Grey |  |  |  | 25 |  | Patch Cables |  | CAT 5e U-UTP cavo patch 30m.,AWG26/7,grigio
Item number | CAT 6 U-UTP
WPC-PAT-6U002 | CAT 6 U-UTP patch cable Length 0,2 M, AWG 26/7, CU, Color Grey | available |  | 1.5865 | 8054392615818 | 8544429090 | 15 years |  | Grey |  |  |  | 250 |  | Patch Cables |  | CAT 6 U-UTP cavo patch 0,2m.,AWG26/7,grigio
WPC-PAT-6U002B | CAT 6 U-UTP patch cable Length 0,2 M, AWG 26/7, CU, Color Blue | available |  | 1.5865 | 8054392615825 | 8544429090 | 15 years |  | Blue |  |  |  | 250 |  | Patch Cables |  | CAT 6 U-UTP cavo patch 0,2m.,AWG26/7,blu
WPC-PAT-6U002BL | CAT 6 U-UTP patch cable Length 0,2 M, AWG 26/7, CU, Color Black | available |  | 1.5865 | 8054392615832 | 8544429090 | 15 years |  | Black |  |  |  | 250 |  | Patch Cables |  | CAT 6 U-UTP cavo patch 0,2m.,AWG26/7,nero
WPC-PAT-6U002G | CAT 6 U-UTP patch cable Length 0,2 M, AWG 26/7, CU, Color Green | available |  | 1.5865 | 8054392615849 | 8544429090 | 15 years |  | Green |  |  |  | 250 |  | Patch Cables |  | CAT 6 U-UTP cavo patch 0,2m.,AWG26/7,verde
WPC-PAT-6U002R | CAT 6 U-UTP patch cable Length 0,2 M, AWG 26/7, CU, Color Red | available |  | 1.5865 | 8054392615856 | 8544429090 | 15 years |  | Red |  |  |  | 250 |  | Patch Cables |  | CAT 6 U-UTP cavo patch 0,2m.,AWG26/7,rosso
WPC-PAT-6U002W | CAT 6 U-UTP patch cable Length 0,2 M, AWG 26/7, CU, Color White | available |  | 1.5865 | 8054392615863 | 8544429090 | 15 years |  | White |  |  |  | 250 |  | Patch Cables |  | CAT 6 U-UTP cavo patch 0,2m.,AWG26/7,bianco
WPC-PAT-6U002Y | CAT 6 U-UTP patch cable Length 0,2 M, AWG 26/7, CU, Color Yellow | available |  | 1.5865 | 8054392615870 | 8544429090 | 15 years |  | Yellow |  |  |  | 250 |  | Patch Cables |  | CAT 6 U-UTP cavo patch 0,2m.,AWG26/7,giallo
WPC-PAT-6U005 | CAT 6 U-UTP patch cable Length 0,5 M, AWG 26/7, CU, Color Grey | available |  | 1.7955 | 8032958183155 | 8544429090 | 15 years |  | Grey |  |  |  | 250 |  | Patch Cables |  | CAT 6 U-UTP cavo patch 0,5m,AWG26/7,grigio
WPC-PAT-6U005B | CAT 6 U-UTP patch cable Length 0,5 M, AWG 26/7, CU, Color Blue | available |  | 1.7955 | 8032958186385 | 8544429090 | 15 years |  | Blue |  |  |  | 250 |  | Patch Cables |  | CAT 6 U-UTP cavo patch 0,5m,AWG26/7,blu
WPC-PAT-6U005BL | CAT 6 U-UTP patch cable Length 0,5 M, AWG 26/7, CU, Color Black | available |  | 1.7955 | 8032958186408 | 8544429090 | 15 years |  | Black |  |  |  | 250 |  | Patch Cables |  | CAT 6 U-UTP cavo patch 0,5m,AWG26/7,nero
WPC-PAT-6U005G | CAT 6 U-UTP patch cable Length 0,5 M, AWG 26/7, CU, Color Green | available |  | 1.7955 | 8056045871008 | 8544429090 | 15 years |  | Green |  |  |  | 250 |  | Patch Cables |  | CAT 6 U-UTP cavo patch 0,5m,AWG26/7,verde
WPC-PAT-6U005R | CAT 6 U-UTP patch cable Length 0,5 M, AWG 26/7, CU, Color Red | available |  | 1.7955 | 8056045871121 | 8544429090 | 15 years |  | Red |  |  |  | 250 |  | Patch Cables |  | CAT 6 U-UTP cavo patch 0,5m,AWG26/7,rosso
WPC-PAT-6U005W | CAT 6 U-UTP patch cable Length 0,5 M, AWG 26/7, CU, Color White | available |  | 1.7955 | 8056045870926 | 8544429090 | 15 years |  | White |  |  |  | 250 |  | Patch Cables |  | CAT 6 U-UTP cavo patch 0,5m,AWG26/7,bianco
WPC-PAT-6U005Y | CAT 6 U-UTP patch cable Length 0,5 M, AWG 26/7, CU, Color Yellow | available |  | 1.7955 | 8032958186392 | 8544429090 | 15 years |  | Yellow |  |  |  | 250 |  | Patch Cables |  | CAT 6 U-UTP cavo patch 0,5m,AWG26/7,giallo
WPC-PAT-6U010 | CAT 6 U-UTP patch cable Length 1 M, AWG 26/7, CU, Color Grey | available |  | 2.299 | 8032958183162 | 8544429090 | 15 years |  | Grey |  |  |  | 250 |  | Patch Cables |  | CAT 6 U-UTP cavo patch 1m.,AWG26/7,grigio
WPC-PAT-6U010B | CAT 6 U-UTP patch cable Length 1 M, AWG 26/7, CU, Color Blue | available |  | 2.299 | 8032958186415 | 8544429090 | 15 years |  | Blue |  |  |  | 250 |  | Patch Cables |  | CAT 6 U-UTP cavo patch 1m.,AWG26/7,blu
WPC-PAT-6U010BL | CAT 6 U-UTP patch cable Length 1 M, AWG 26/7, CU, Color Black | available |  | 2.299 | 8056045870933 | 8544429090 | 15 years |  | Black |  |  |  | 250 |  | Patch Cables |  | CAT 6 U-UTP cavo patch 1m.,AWG26/7,nero
WPC-PAT-6U010G | CAT 6 U-UTP patch cable Length 1 M, AWG 26/7, CU, Color Green | available |  | 2.299 | 8032958186446 | 8544429090 | 15 years |  | Green |  |  |  | 200 |  | Patch Cables |  | CAT 6 U-UTP cavo patch 1m.,AWG26/7,verde
WPC-PAT-6U010R | CAT 6 U-UTP patch cable Length 1 M, AWG 26/7, CU, Color Red | available |  | 2.299 | 8032958186439 | 8544429090 | 15 years |  | Red |  |  |  | 200 |  | Patch Cables |  | CAT 6 U-UTP cavo patch 1m.,AWG26/7,rosso
WPC-PAT-6U010W | CAT 6 U-UTP patch cable Length 1 M, AWG 26/7, CU, Color White | available |  | 2.299 | 8056045870940 | 8544429090 | 15 years |  | White |  |  |  | 200 |  | Patch Cables |  | CAT 6 U-UTP cavo patch 1m.,AWG26/7,bianco
WPC-PAT-6U010Y | CAT 6 U-UTP patch cable Length 1 M, AWG 26/7, CU, Color Yellow | available |  | 2.299 | 8032958186422 | 8544429090 | 15 years |  | Yellow |  |  |  | 250 |  | Patch Cables |  | CAT 6 U-UTP cavo patch 1m.,AWG26/7,giallo
WPC-PAT-6U020 | CAT 6 U-UTP patch cable Length 2 M, AWG 26/7, CU, Color Grey | available |  | 3.401 | 8032958183179 | 8544429090 | 15 years |  | Grey |  |  |  | 200 |  | Patch Cables |  | CAT 6 U-UTP cavo patch 2m.,AWG26/7,grigio
WPC-PAT-6U020B | CAT 6 U-UTP patch cable Length 2 M, AWG 26/7, CU, Color Blue | available |  | 3.401 | 8032958186453 | 8544429090 | 15 years |  | Blue |  |  |  | 200 |  | Patch Cables |  | CAT 6 U-UTP cavo patch 2m.,AWG26/7,blu
WPC-PAT-6U020BL | CAT 6 U-UTP patch cable Length 2 M, AWG 26/7, CU, Color Black | available |  | 3.401 | 8032958186477 | 8544429090 | 15 years |  | Black |  |  |  | 200 |  | Patch Cables |  | CAT 6 U-UTP cavo patch 2m.,AWG26/7,nero
WPC-PAT-6U020G | CAT 6 U-UTP patch cable Length 2 M, AWG 26/7, CU, Color Green | available |  | 3.401 | 8032958186491 | 8544429090 | 15 years |  | Green |  |  |  | 200 |  | Patch Cables |  | CAT 6 U-UTP cavo patch 2m.,AWG26/7,verde
WPC-PAT-6U020R | CAT 6 U-UTP patch cable Length 2 M, AWG 26/7, CU, Color RED | available |  | 3.401 | 8032958186484 | 8544429090 | 15 years |  | Red |  |  |  | 200 |  | Patch Cables |  | CAT 6 U-UTP cavo patch 2m.,AWG26/7,rosso
WPC-PAT-6U020W | CAT 6 U-UTP patch cable Length 2 M, AWG 26/7, CU, Color White | available |  | 3.401 | 8056045870957 | 8544429090 | 15 years |  | White |  |  |  | 200 |  | Patch Cables |  | CAT 6 U-UTP cavo patch 2m.,AWG26/7,bianco
WPC-PAT-6U020Y | CAT 6 U-UTP patch cable Length 2 M, AWG 26/7, CU, Color Yellow | available |  | 3.401 | 8032958186460 | 8544429090 | 15 years |  | Yellow |  |  |  | 200 |  | Patch Cables |  | CAT 6 U-UTP cavo patch 2m.,AWG26/7,giallo
WPC-PAT-6U030 | CAT 6 U-UTP patch cable Length 3 M, AWG 26/7, CU, Color Grey | available |  | 4.3795 | 8032958183186 | 8544429090 | 15 years |  | Grey |  |  |  | 100 |  | Patch Cables |  | CAT 6 U-UTP cavo patch 3m.,AWG26/7,grigio
WPC-PAT-6U030B | CAT 6 U-UTP patch cable Length 3 M, AWG 26/7, CU, Color Blue | available |  | 4.3795 | 8032958186507 | 8544429090 | 15 years |  | Blue |  |  |  | 100 |  | Patch Cables |  | CAT 6 U-UTP cavo patch 3m.,AWG26/7,blu
WPC-PAT-6U030BL | CAT 6 U-UTP patch cable Length 3 M, AWG 26/7, CU, Color Black | available |  | 4.3795 | 8032958186521 | 8544429090 | 15 years |  | Black |  |  |  | 100 |  | Patch Cables |  | CAT 6 U-UTP cavo patch 3m.,AWG26/7,nero
WPC-PAT-6U030G | CAT 6 U-UTP patch cable Length 3 M, AWG 26/7, CU, Color Green | available |  | 4.3795 | 8032958186545 | 8544429090 | 15 years |  | Green |  |  |  | 100 |  | Patch Cables |  | CAT 6 U-UTP cavo patch 3m.,AWG26/7,verde
WPC-PAT-6U030R | CAT 6 U-UTP patch cable Length 3 M, AWG 26/7, CU, Color Red | available |  | 4.3795 | 8032958186538 | 8544429090 | 15 years |  | Red |  |  |  | 100 |  | Patch Cables |  | CAT 6 U-UTP cavo patch 3m.,AWG26/7,rosso
WPC-PAT-6U030W | CAT 6 U-UTP patch cable Length 3 M, AWG 26/7, CU, Color White | available |  | 4.3795 | 8056045870964 | 8544429090 | 15 years |  | White |  |  |  | 100 |  | Patch Cables |  | CAT 6 U-UTP cavo patch 3m.,AWG26/7,bianco
WPC-PAT-6U030Y | CAT 6 U-UTP patch cable Length 3 M, AWG 26/7, CU, Color Yellow | available |  | 4.3795 | 8032958186514 | 8544429090 | 15 years |  | Yellow |  |  |  | 100 |  | Patch Cables |  | CAT 6 U-UTP cavo patch 3m.,AWG26/7,giallo
WPC-PAT-6U050 | CAT 6 U-UTP patch cable Length 5 M, AWG 26/7, CU, Color Grey | available |  | 6.92 | 8032958183209 | 8544429090 | 15 years |  | Grey |  |  |  | 50 |  | Patch Cables |  | CAT 6 U-UTP cavo patch 5m.,AWG26/7,grigio
WPC-PAT-6U050B | CAT 6 U-UTP patch cable Length 5 M, AWG 26/7, CU, Color Blue | available |  | 6.92 | 8032958186552 | 8544429090 | 15 years |  | Blue |  |  |  | 50 |  | Patch Cables |  | CAT 6 U-UTP cavo patch 5m.,AWG26/7,blu
WPC-PAT-6U050BL | CAT 6 U-UTP patch cable Length 5 M, AWG 26/7, CU, Color Black | available |  | 6.92 | 8056045870971 | 8544429090 | 15 years |  | Black |  |  |  | 50 |  | Patch Cables |  | CAT 6 U-UTP cavo patch 5m.,AWG26/7,nero
WPC-PAT-6U050G | CAT 6 U-UTP patch cable Length 5 M, AWG 26/7, CU, Color Green | available |  | 6.92 | 8056045870988 | 8544429090 | 15 years |  | Green |  |  |  | 50 |  | Patch Cables |  | CAT 6 U-UTP cavo patch 5m.,AWG26/7,verde
WPC-PAT-6U050R | CAT 6 U-UTP patch cable Length 5 M, AWG 26/7, CU, Color Red | available |  | 6.92 | 8032958186576 | 8544429090 | 15 years |  | Red |  |  |  | 50 |  | Patch Cables |  | CAT 6 U-UTP cavo patch 5m.,AWG26/7,rosso
WPC-PAT-6U050W | CAT 6 U-UTP patch cable Length 5 M, AWG 26/7, CU, Color White | available |  | 6.92 | 8056045870995 | 8544429090 | 15 years |  | White |  |  |  | 50 |  | Patch Cables |  | CAT 6 U-UTP cavo patch 5m.,AWG26/7,bianco
WPC-PAT-6U050Y | CAT 6 U-UTP patch cable Length 5 M, AWG 26/7, CU, Color Yellow | available |  | 6.92 | 8032958186569 | 8544429090 | 15 years |  | Yellow |  |  |  | 50 |  | Patch Cables |  | CAT 6 U-UTP cavo patch 5m.,AWG26/7,giallo
WPC-PAT-6U070 | CAT 6 U-UTP patch cable Length 7 M, AWG 26/7, CU, Color Grey | available |  | 9.23 | 8032958186583 | 8544429090 | 15 years |  | Grey |  |  |  | 50 |  | Patch Cables |  | CAT 6 U-UTP cavo patch 7m.,AWG26/7,grigio
WPC-PAT-6U100 | CAT 6 U-UTP patch cable Length 10 M, AWG 26/7, CU, Color Grey | available |  | 12.46 | 8032958186088 | 8544429090 | 15 years |  | Grey |  |  |  | 50 |  | Patch Cables |  | CAT 6 U-UTP cavo patch 10m.,AWG26/7,grigio
WPC-PAT-6U150 | CAT 6 U-UTP patch cable Length 15 M, AWG 26/7, CU, Color Grey | available |  | 18.46 | 8032958185470 | 8544429090 | 15 years |  | Grey |  |  |  | 25 |  | Patch Cables |  | CAT 6 U-UTP cavo patch 15m.,AWG26/7,grigio
WPC-PAT-6U200 | CAT 6 U-UTP patch cable Length 20 M, AWG 26/7, CU, Color Grey | available |  | 24.22 | 8032958186590 | 8544429090 | 15 years |  | Grey |  |  |  | 25 |  | Patch Cables |  | CAT 6 U-UTP cavo patch 20m.,AWG26/7,grigio
Item number | CAT 6 U-UTP
WPC-PAT-6U010BL-O | CAT 6 U-UTP patch cable Length 1 M, AWG 24/7, CU, LDPE, 50u Gold-Plated PINs, Color black | available |  | 3.49 | 8054392618727 | 8544429090 | 15 years |  | Black | [5 empty] | Patch Cables |  | CAT 6 U-UTP cavo patch OUTDOOR 1m.,AWG24/7
WPC-PAT-6U020BL-O | CAT 6 U-UTP patch cable Length 2 M, AWG 24/7, CU, LDPE, 50u Gold-Plated PINs, Color black | available |  | 4.75 | 8054392618734 | 8544429090 | 15 years |  | Black | [5 empty] | Patch Cables |  | CAT 6 U-UTP cavo patch OUTDOOR 2m.,AWG24/7
WPC-PAT-6U030BL-O | CAT 6 U-UTP patch cable Length 3 M, AWG 24/7, CU, LDPE, 50u Gold-Plated PINs, Color black | available |  | 6.15 | 8054392618741 | 8544429090 | 15 years |  | Black | [5 empty] | Patch Cables |  | CAT 6 U-UTP cavo patch OUTDOOR 3m.,AWG24/7
WPC-PAT-6U050BL-O | CAT 6 U-UTP patch cable Length 5 M, AWG 24/7, CU, LDPE, 50u Gold-Plated PINs, Color black | available |  | 9.08 | 8054392618758 | 8544429090 | 15 years |  | Black | [5 empty] | Patch Cables |  | CAT 6 U-UTP cavo patch OUTDOOR 5m.,AWG24/7
WPC-PAT-6U070BL-O | CAT 6 U-UTP patch cable Length 7 M, AWG 24/7, CU, LDPE, 50u Gold-Plated PINs, Color black | available |  | 11.6 | 8054392618765 | 8544429090 | 15 years |  | Black | [5 empty] | Patch Cables |  | CAT 6 U-UTP cavo patch OUTDOOR 7m.,AWG24/7
WPC-PAT-6U100BL-O | CAT 6 U-UTP patch cable Length 10 M, AWG 24/7, CU, LDPE, 50u Gold-Plated PINs, Color black | available |  | 15.37 | 8054392618772 | 8544429090 | 15 years |  | Black | [5 empty] | Patch Cables |  | CAT 6 U-UTP cavo patch OUTDOOR 10m.,AWG24/7
WPC-PAT-6U200BL-O | CAT 6 U-UTP patch cable Lenght 20 M, AWG 24/7, CU, LDPE, 50u Gold-Plated PINs, Color black | available |  | 30.75 | 8054392618789 | 8544429090 | 15 years |  | Black | [5 empty] | Patch Cables |  | CAT 6 U-UTP cavo patch OUTDOOR 20m.,AWG24/7
WPC-PAT-6U300BL-O | CAT 6 U-UTP patch cable Lenght 30 M, AWG 24/7, CU, LDPE, 50u Gold-Plated PINs, Color black | available |  | 44.72 | 8054392618796 | 8544429090 | 15 years |  | Black | [5 empty] | Patch Cables |  | CAT 6 U-UTP cavo patch OUTDOOR 30m.,AWG24/7
WPC-PAT-6U500BL-O | CAT 6 U-UTP patch cable Lenght 50 M, AWG 24/7, CU, LDPE, 50u Gold-Plated PINs, Color black | available |  | 72.67 | 8054392618802 | 8544429090 | 15 years |  | Black | [5 empty] | Patch Cables |  | CAT 6 U-UTP cavo patch OUTDOOR 50m.,AWG24/7
Item number | CAT 6 S-FTP
WPC-PAT-6SF002 | CAT 6 S-FTP patch cable Length 0,2 M, AWG 28/7, CU, LS0H, Color Grey | available |  | 2.052 | 8054392613654 | 8544429090 | 15 years |  | Grey |  |  |  | 0 |  | Patch Cables |  | CAT 6 S-FTP cavo patch 0,2m.,AWG28/7,grigio
WPC-PAT-6SF002B | CAT 6 S-FTP patch cable Length 0,2 M, AWG 28/7, CU, LS0H, Color Blue | available |  | 2.052 | 8054392614477 | 8544429090 | 15 years |  | Blue |  |  |  | 0 |  | Patch Cables |  | CAT 6 S-FTP cavo patch 0,2m.,AWG28/7,blu
WPC-PAT-6SF002BL | CAT 6 S-FTP patch cable Length 0,2 M, AWG 28/7, CU, LS0H, Color Black | available |  | 2.052 | 8054392614484 | 8544429090 | 15 years |  | Black |  |  |  | 0 |  | Patch Cables |  | CAT 6 S-FTP cavo patch 0,2m.,AWG28/7,nero
WPC-PAT-6SF002G | CAT 6 S-FTP patch cable Length 0,2 M, AWG 28/7, CU, LS0H, Color Green | available |  | 2.052 | 8054392614491 | 8544429090 | 15 years |  | Green |  |  |  | 0 |  | Patch Cables |  | CAT 6 S-FTP cavo patch 0,2m.,AWG28/7,verde
WPC-PAT-6SF002R | CAT 6 S-FTP patch cable Length 0,2 M, AWG 28/7, CU, LS0H, Color Red | available |  | 2.052 | 8054392614460 | 8544429090 | 15 years |  | Red |  |  |  | 0 |  | Patch Cables |  | CAT 6 S-FTP cavo patch 0,2m.,AWG28/7,rosso
WPC-PAT-6SF002W | CAT 6 S-FTP patch cable Length 0,2 M, AWG 28/7, CU, LS0H, Color White | available |  | 2.052 | 8054392614453 | 8544429090 | 15 years |  | White |  |  |  | 0 |  | Patch Cables |  | CAT 6 S-FTP cavo patch 0,2m.,AWG28/7,bianco
WPC-PAT-6SF002Y | CAT 6 S-FTP patch cable Length 0,2 M, AWG 28/7, CU, LS0H, Color Yellow | available |  | 2.052 | 8054392614446 | 8544429090 | 15 years |  | Yellow |  |  |  | 0 |  | Patch Cables |  | CAT 6 S-FTP cavo patch 0,2m.,AWG28/7,giallo
WPC-PAT-6SF005 | CAT 6 S-FTP patch cable Length 0,5 M, AWG 28/7, CU, LS0H, Color Grey | available |  | 2.493 | 8056045877727 | 8544429090 | 15 years |  | Grey |  |  |  | 250 |  | Patch Cables |  | CAT 6 S-FTP cavo patch 0,5m,AWG28/7,grigio
WPC-PAT-6SF005B | CAT 6 S-FTP patch cable Length 0,5 M, AWG 28/7, CU, LS0H, Color Blue | available |  | 2.493 | 8056045877734 | 8544429090 | 15 years |  | Blue |  |  |  | 250 |  | Patch Cables |  | CAT 6 S-FTP cavo patch 0,5m,AWG28/7,blu
WPC-PAT-6SF005BL | CAT 6 S-FTP patch cable Length 0,5 M, AWG 28/7, CU, LS0H, Color Black | available |  | 2.493 | 8056045877741 | 8544429090 | 15 years |  | Black |  |  |  | 250 |  | Patch Cables |  | CAT 6 S-FTP cavo patch 0,5m,AWG28/7,nero
WPC-PAT-6SF005G | CAT 6 S-FTP patch cable Length 0,5 M, AWG 28/7, CU, LS0H, Color Green | available |  | 2.493 | 8056045877758 | 8544429090 | 15 years |  | Green |  |  |  | 250 |  | Patch Cables |  | CAT 6 S-FTP cavo patch 0,5m,AWG28/7,verde
WPC-PAT-6SF005R | CAT 6 S-FTP patch cable Length 0,5 M, AWG 28/7, CU, LS0H, Color Red | available |  | 2.493 | 8056045877765 | 8544429090 | 15 years |  | Red |  |  |  | 250 |  | Patch Cables |  | CAT 6 S-FTP cavo patch 0,5m,AWG28/7,rosso
WPC-PAT-6SF005W | CAT 6 S-FTP patch cable Length 0,5 M, AWG 28/7, CU, LS0H, Color White | available |  | 2.493 | 8056045877772 | 8544429090 | 15 years |  | White |  |  |  | 250 |  | Patch Cables |  | CAT 6 S-FTP cavo patch 0,5m,AWG28/7,bianco
WPC-PAT-6SF005Y | CAT 6 S-FTP patch cable Length 0,5 M, AWG 28/7, CU, LS0H, Color Yellow | available |  | 2.493 | 8056045877789 | 8544429090 | 15 years |  | Yellow |  |  |  | 250 |  | Patch Cables |  | CAT 6 S-FTP cavo patch 0,5m,AWG28/7,giallo
WPC-PAT-6SF010 | CAT 6 S-FTP patch cable Length 1 M, AWG 28/7, CU, LS0H, Color Grey | available |  | 3.114 | 8056045877796 | 8544429090 | 15 years |  | Grey |  |  |  | 200 |  | Patch Cables |  | CAT 6 S-FTP cavo patch 1m.,AWG28/7,grigio
WPC-PAT-6SF010B | CAT 6 S-FTP patch cable Length 1 M, AWG 28/7, CU, LS0H, Color Blue | available |  | 3.114 | 8056045877802 | 8544429090 | 15 years |  | Blue |  |  |  | 250 |  | Patch Cables |  | CAT 6 S-FTP cavo patch 1m.,AWG28/7,blu
WPC-PAT-6SF010BL | CAT 6 S-FTP patch cable Length 1 M, AWG 28/7, CU, LS0H, Color Black | available |  | 3.114 | 8056045877819 | 8544429090 | 15 years |  | Black |  |  |  | 200 |  | Patch Cables |  | CAT 6 S-FTP cavo patch 1m.,AWG28/7,nero
WPC-PAT-6SF010G | CAT 6 S-FTP patch cable Length 1 M, AWG 28/7, CU, LS0H, Color Green | available |  | 3.114 | 8056045877826 | 8544429090 | 15 years |  | Green |  |  |  | 200 |  | Patch Cables |  | CAT 6 S-FTP cavo patch 1m.,AWG28/7,verde
WPC-PAT-6SF010R | CAT 6 S-FTP patch cable Length 1 M, AWG 28/7, CU, LS0H, Color Red | available |  | 3.114 | 8056045877833 | 8544429090 | 15 years |  | Red |  |  |  | 200 |  | Patch Cables |  | CAT 6 S-FTP cavo patch 1m.,AWG28/7,rosso
WPC-PAT-6SF010W | CAT 6 S-FTP patch cable Length 1 M, AWG 28/7, CU, LS0H, Color White | available |  | 3.114 | 8056045877840 | 8544429090 | 15 years |  | White |  |  |  | 200 |  | Patch Cables |  | CAT 6 S-FTP cavo patch 1m.,AWG28/7,bianco
WPC-PAT-6SF010Y | CAT 6 S-FTP patch cable Length 1 M, AWG 28/7, CU, LS0H, Color Yellow | available |  | 3.114 | 8056045877857 | 8544429090 | 15 years |  | Yellow |  |  |  | 200 |  | Patch Cables |  | CAT 6 S-FTP cavo patch 1m.,AWG28/7,giallo
WPC-PAT-6SF020 | CAT 6 S-FTP patch cable Length 2 M, AWG 28/7, CU, LS0H, Color Grey | available |  | 4.464 | 8056045877864 | 8544429090 | 15 years |  | Grey |  |  |  | 150 |  | Patch Cables |  | CAT 6 S-FTP cavo patch 2m.,AWG28/7,grigio
WPC-PAT-6SF020B | CAT 6 S-FTP patch cable Length 2 M, AWG 28/7, CU, LS0H, Color Blue | available |  | 4.464 | 8056045877871 | 8544429090 | 15 years |  | Blue |  |  |  | 100 |  | Patch Cables |  | CAT 6 S-FTP cavo patch 2m.,AWG28/7,blu
WPC-PAT-6SF020BL | CAT 6 S-FTP patch cable Length 2 M, AWG 28/7, CU, LS0H, Color Black | available |  | 4.464 | 8056045877888 | 8544429090 | 15 years |  | Black |  |  |  | 150 |  | Patch Cables |  | CAT 6 S-FTP cavo patch 2m.,AWG28/7,nero
WPC-PAT-6SF020G | CAT 6 S-FTP patch cable Length 2 M, AWG 28/7, CU, LS0H, Color Green | available |  | 4.464 | 8056045877895 | 8544429090 | 15 years |  | Green |  |  |  | 150 |  | Patch Cables |  | CAT 6 S-FTP cavo patch 2m.,AWG28/7,verde
WPC-PAT-6SF020R | CAT 6 S-FTP patch cable Length 2 M, AWG 28/7, CU, LS0H, Color Red | available |  | 4.464 | 8056045877901 | 8544429090 | 15 years |  | Red |  |  |  | 150 |  | Patch Cables |  | CAT 6 S-FTP cavo patch 2m.,AWG28/7,rosso
WPC-PAT-6SF020W | CAT 6 S-FTP patch cable Length 2 M, AWG 28/7, CU, LS0H, Color White | available |  | 4.464 | 8056045877918 | 8544429090 | 15 years |  | White |  |  |  | 150 |  | Patch Cables |  | CAT 6 S-FTP cavo patch 2m.,AWG28/7,bianco
WPC-PAT-6SF020Y | CAT 6 S-FTP patch cable Length 2 M, AWG 28/7, CU, LS0H, Color Yellow | available |  | 4.464 | 8056045877925 | 8544429090 | 15 years |  | Yellow |  |  |  | 100 |  | Patch Cables |  | CAT 6 S-FTP cavo patch 2m.,AWG28/7,giallo
WPC-PAT-6SF030 | CAT 6 S-FTP patch cable Length 3 M, AWG 28/7, CU, LS0H, Color Grey | available |  | 5.607 | 8056045877932 | 8544429090 | 15 years |  | Grey |  |  |  | 100 |  | Patch Cables |  | CAT 6 S-FTP cavo patch 3m.,AWG28/7,grigio
WPC-PAT-6SF030B | CAT 6 S-FTP patch cable Length 3 M, AWG 28/7, CU, LS0H, Color Blue | available |  | 5.607 | 8056045877949 | 8544429090 | 15 years |  | Blue |  |  |  | 100 |  | Patch Cables |  | CAT 6 S-FTP cavo patch 3m.,AWG28/7,blu
WPC-PAT-6SF030BL | CAT 6 S-FTP patch cable Length 3 M, AWG 28/7, CU, LS0H, Color Black | available |  | 5.607 | 8056045877956 | 8544429090 | 15 years |  | Black |  |  |  | 100 |  | Patch Cables |  | CAT 6 S-FTP cavo patch 3m.,AWG28/7,nero
WPC-PAT-6SF030G | CAT 6 S-FTP patch cable Length 3 M, AWG 28/7, CU, LS0H, Color Green | available |  | 5.607 | 8056045877963 | 8544429090 | 15 years |  | Green |  |  |  | 100 |  | Patch Cables |  | CAT 6 S-FTP cavo patch 3m.,AWG28/7,verde
WPC-PAT-6SF030R | CAT 6 S-FTP patch cable Length 3 M, AWG 28/7, CU, LS0H, Color Red | available |  | 5.607 | 8056045877970 | 8544429090 | 15 years |  | Red |  |  |  | 100 |  | Patch Cables |  | CAT 6 S-FTP cavo patch 3m.,AWG28/7,rosso
WPC-PAT-6SF030W | CAT 6 S-FTP patch cable Length 3 M, AWG 28/7, CU, LS0H, Color White | available |  | 5.607 | 8056045877987 | 8544429090 | 15 years |  | White |  |  |  | 100 |  | Patch Cables |  | CAT 6 S-FTP cavo patch 3m.,AWG28/7,bianco
WPC-PAT-6SF030Y | CAT 6 S-FTP patch cable Length 3 M, AWG 28/7, CU, LS0H, Color Yellow | available |  | 5.607 | 8056045877994 | 8544429090 | 15 years |  | Yellow |  |  |  | 100 |  | Patch Cables |  | CAT 6 S-FTP cavo patch 3m.,AWG28/7,giallo
WPC-PAT-6SF050 | CAT 6 S-FTP patch cable Length 5 M, AWG 28/7, CU, LS0H, Color Grey | available |  | 8.514 | 8056045878007 | 8544429090 | 15 years |  | Grey |  |  |  | 50 |  | Patch Cables |  | CAT 6 S-FTP cavo patch 5m.,AWG28/7,grigio
WPC-PAT-6SF050B | CAT 6 S-FTP patch cable Length 5 M, AWG 28/7, CU, LS0H, Color Blue | available |  | 8.514 | 8056045878014 | 8544429090 | 15 years |  | Blue |  |  |  | 50 |  | Patch Cables |  | CAT 6 S-FTP cavo patch 5m.,AWG28/7,blu
WPC-PAT-6SF050BL | CAT 6 S-FTP patch cable Length 5 M, AWG 28/7, CU, LS0H, Color Black | available |  | 8.514 | 8056045878021 | 8544429090 | 15 years |  | Black |  |  |  | 50 |  | Patch Cables |  | CAT 6 S-FTP cavo patch 5m.,AWG28/7,nero
WPC-PAT-6SF050G | CAT 6 S-FTP patch cable Length 5 M, AWG 28/7, CU, LS0H, Color Green | available |  | 8.514 | 8056045878038 | 8544429090 | 15 years |  | Green |  |  |  | 50 |  | Patch Cables |  | CAT 6 S-FTP cavo patch 5m.,AWG28/7,verde
WPC-PAT-6SF050R | CAT 6 S-FTP patch cable Length 5 M, AWG 28/7, CU, LS0H, Color Red | available |  | 8.514 | 8056045878045 | 8544429090 | 15 years |  | Red |  |  |  | 50 |  | Patch Cables |  | CAT 6 S-FTP cavo patch 5m.,AWG28/7,rosso
WPC-PAT-6SF050W | CAT 6 S-FTP patch cable Length 5 M, AWG 28/7, CU, LS0H, Color White | available |  | 8.514 | 8056045878052 | 8544429090 | 15 years |  | White |  |  |  | 50 |  | Patch Cables |  | CAT 6 S-FTP cavo patch 5m.,AWG28/7,bianco
WPC-PAT-6SF050Y | CAT 6 S-FTP patch cable Length 5 M, AWG 28/7, CU, LS0H, Color Yellow | available |  | 8.514 | 8056045878069 | 8544429090 | 15 years |  | Yellow |  |  |  | 50 |  | Patch Cables |  | CAT 6 S-FTP cavo patch 5m.,AWG28/7,giallo
WPC-PAT-6SF070 | CAT 6 S-FTP patch cable Length 7 M, AWG 28/7, CU, LS0H, Color Grey | available |  | 10.8 | 8056045878076 | 8544429090 | 15 years |  | Grey |  |  |  | 50 |  | Patch Cables |  | CAT 6 S-FTP cavo patch 7m.,AWG28/7,grigio
WPC-PAT-6SF070B | CAT 6 S-FTP patch cable Length 7 M, AWG 28/7, CU, LS0H, Color Blue | available |  | 10.8 | 8056045879479 | 8544429090 | 15 years |  | Blue |  |  |  | 50 |  | Patch Cables |  | CAT 6 S-FTP cavo patch 7m.,AWG28/7,blu
WPC-PAT-6SF070BL | CAT 6 S-FTP patch cable Length 7 M, AWG 28/7, CU, LS0H, Color Black | available |  | 10.8 | 8056045879486 | 8544429090 | 15 years |  | Black |  |  |  | 50 |  | Patch Cables |  | CAT 6 S-FTP cavo patch 7m.,AWG28/7,nero
WPC-PAT-6SF070G | CAT 6 S-FTP patch cable Length 7 M, AWG 28/7, CU, LS0H, Color Green | available |  | 10.8 | 8056045879493 | 8544429090 | 15 years |  | Green |  |  |  | 50 |  | Patch Cables |  | CAT 6 S-FTP cavo patch 7m.,AWG28/7,verde
WPC-PAT-6SF070R | CAT 6 S-FTP patch cable Length 7 M, AWG 28/7, CU, LS0H, Color Red | available |  | 10.8 | 8056045879509 | 8544429090 | 15 years |  | Red |  |  |  | 50 |  | Patch Cables |  | CAT 6 S-FTP cavo patch 7m.,AWG28/7,rosso
WPC-PAT-6SF070W | CAT 6 S-FTP patch cable Length 7 M, AWG 28/7, CU, LS0H, Color White | available |  | 10.8 | 8056045879523 | 8544429090 | 15 years |  | White |  |  |  | 50 |  | Patch Cables |  | CAT 6 S-FTP cavo patch 7m.,AWG28/7,bianco
WPC-PAT-6SF070Y | CAT 6 S-FTP patch cable Length 7 M, AWG 28/7, CU, LS0H, Color Yellow | available |  | 10.8 | 8056045879516 | 8544429090 | 15 years |  | Yellow |  |  |  | 50 |  | Patch Cables |  | CAT 6 S-FTP cavo patch 7m.,AWG28/7,giallo
WPC-PAT-6SF100 | CAT 6 S-FTP patch cable Length 10 M, AWG 28/7, CU, LS0H, Color Grey | available |  | 15.998 | 8056045878083 | 8544429090 | 15 years |  | Grey |  |  |  | 40 |  | Patch Cables |  | CAT 6 S-FTP cavo patch 10m.,AWG28/7,grigio
WPC-PAT-6SF100B | CAT 6 S-FTP patch cable Length 10 M, AWG 28/10, CU, LS0H, Color Blue | available |  | 15.998 | 8056045879530 | 8544429090 | 15 years |  | Blue |  |  |  | 40 |  | Patch Cables |  | CAT 6 S-FTP cavo patch 10m.,AWG28/10,blu
WPC-PAT-6SF100BL | CAT 6 S-FTP patch cable Length 10 M, AWG 28/10, CU, LS0H, Color Black | available |  | 15.998 | 8056045879547 | 8544429090 | 15 years |  | Black |  |  |  | 40 |  | Patch Cables |  | CAT 6 S-FTP cavo patch 10m.,AWG28/10,nero
WPC-PAT-6SF100G | CAT 6 S-FTP patch cable Length 10 M, AWG 28/10, CU, LS0H, Color Green | available |  | 15.998 | 8056045879554 | 8544429090 | 15 years |  | Green |  |  |  | 40 |  | Patch Cables |  | CAT 6 S-FTP cavo patch 10m.,AWG28/10,verde
WPC-PAT-6SF100R | CAT 6 S-FTP patch cable Length 10 M, AWG 28/10, CU, LS0H, Color Red | available |  | 15.998 | 8056045879561 | 8544429090 | 15 years |  | Red |  |  |  | 40 |  | Patch Cables |  | CAT 6 S-FTP cavo patch 10m.,AWG28/10,rosso
WPC-PAT-6SF100W | CAT 6 S-FTP patch cable Length 10 M, AWG 28/10, CU, LS0H, Color White | available |  | 15.998 | 8056045878267 | 8544429090 | 15 years |  | White |  |  |  | 40 |  | Patch Cables |  | CAT 6 S-FTP cavo patch 10m.,AWG28/10,bianco
WPC-PAT-6SF100Y | CAT 6 S-FTP patch cable Length 10 M, AWG 28/10, CU, LS0H, Color Yellow | available |  | 15.998 | 8056045879578 | 8544429090 | 15 years |  | Yellow |  |  |  | 40 |  | Patch Cables |  | CAT 6 S-FTP cavo patch 10m.,AWG28/10,giallo
WPC-PAT-6SF150 | CAT 6 S-FTP patch cable Length 15 M, AWG 28/7, CU, LS0H, Color Grey | available |  | 22.3535 | 8056045878090 | 8544429090 | 15 years |  | Grey |  |  |  | 25 |  | Patch Cables |  | CAT 6 S-FTP cavo patch 15m.,AWG28/7,grigio
WPC-PAT-6SF150B | CAT 6 S-FTP patch cable Length 15 M, AWG 28/7, CU, LS0H, Color Blue | available |  | 22.3535 | 8056045879585 | 8544429090 | 15 years |  | Blue |  |  |  | 20 |  | Patch Cables |  | CAT 6 S-FTP cavo patch 15m.,AWG28/7,blu
WPC-PAT-6SF150BL | CAT 6 S-FTP patch cable Length 15 M, AWG 28/7, CU, LS0H, Color Black | available |  | 22.3535 | 8056045879592 | 8544429090 | 15 years |  | Black |  |  |  | 20 |  | Patch Cables |  | CAT 6 S-FTP cavo patch 15m.,AWG28/7,nero
WPC-PAT-6SF150G | CAT 6 S-FTP patch cable Length 15 M, AWG 28/7, CU, LS0H, Color Green | available |  | 22.3535 | 8056045879608 | 8544429090 | 15 years |  | Green |  |  |  | 20 |  | Patch Cables |  | CAT 6 S-FTP cavo patch 15m.,AWG28/7,verde
WPC-PAT-6SF150R | CAT 6 S-FTP patch cable Length 15 M, AWG 28/7, CU, LS0H, Color Red | available |  | 22.3535 | 8056045879622 | 8544429090 | 15 years |  | Red |  |  |  | 20 |  | Patch Cables |  | CAT 6 S-FTP cavo patch 15m.,AWG28/7,rosso
WPC-PAT-6SF150W | CAT 6 S-FTP patch cable Length 15 M, AWG 28/7, CU, LS0H, Color White | available |  | 22.3535 | 8056045879615 | 8544429090 | 15 years |  | White |  |  |  | 20 |  | Patch Cables |  | CAT 6 S-FTP cavo patch 15m.,AWG28/7,bianco
WPC-PAT-6SF150Y | CAT 6 S-FTP patch cable Length 15 M, AWG 28/7, CU, LS0H, Color Yellow | available |  | 22.3535 | 8056045879639 | 8544429090 | 15 years |  | Yellow |  |  |  | 20 |  | Patch Cables |  | CAT 6 S-FTP cavo patch 15m.,AWG28/7,giallo
WPC-PAT-6SF200 | CAT 6 S-FTP patch cable Length 20 M, AWG 28/7, CU, LS0H, Color Grey | available |  | 29.146 | 8056045878106 | 8544429090 | 15 years |  | Grey |  |  |  | 20 |  | Patch Cables |  | CAT 6 S-FTP cavo patch 20m.,AWG28/7,grigio
WPC-PAT-6SF200B | CAT 6 S-FTP patch cable Length 20 M, AWG 28/7, CU, LS0H, Color Blue | available |  | 29.146 | 8056045879646 | 8544429090 | 15 years |  | Blue |  |  |  | 20 |  | Patch Cables |  | CAT 6 S-FTP cavo patch 20m.,AWG28/7,blu
WPC-PAT-6SF200BL | CAT 6 S-FTP patch cable Length 20 M, AWG 28/7, CU, LS0H, Color Black | available |  | 29.146 | 8056045879653 | 8544429090 | 15 years |  | Black |  |  |  | 20 |  | Patch Cables |  | CAT 6 S-FTP cavo patch 20m.,AWG28/7,nero
WPC-PAT-6SF200G | CAT 6 S-FTP patch cable Length 20 M, AWG 28/7, CU, LS0H, Color Green | available |  | 29.146 | 8056045879660 | 8544429090 | 15 years |  | Green |  |  |  | 20 |  | Patch Cables |  | CAT 6 S-FTP cavo patch 20m.,AWG28/7,verde
WPC-PAT-6SF200R | CAT 6 S-FTP patch cable Length 20 M, AWG 28/7, CU, LS0H, Color Red | available |  | 29.146 | 8056045879677 | 8544429090 | 15 years |  | Red |  |  |  | 20 |  | Patch Cables |  | CAT 6 S-FTP cavo patch 20m.,AWG28/7,rosso
WPC-PAT-6SF200W | CAT 6 S-FTP patch cable Length 20 M, AWG 28/7, CU, LS0H, Color White | available |  | 29.146 | 8056045879684 | 8544429090 | 15 years |  | White |  |  |  | 20 |  | Patch Cables |  | CAT 6 S-FTP cavo patch 20m.,AWG28/7,bianco
WPC-PAT-6SF200Y | CAT 6 S-FTP patch cable Length 20 M, AWG 28/7, CU, LS0H, Color Yellow | available |  | 29.146 | 8056045879691 | 8544429090 | 15 years |  | Yellow |  |  |  | 20 |  | Patch Cables |  | CAT 6 S-FTP cavo patch 20m.,AWG28/7,giallo
WPC-PAT-6SF300 | CAT 6 S-FTP patch cable Length 30 M, AWG 28/7, CU, LS0H, Color Grey | available |  | 43.396 | 8056045878113 | 8544429090 | 15 years |  | Grey |  |  |  | 20 |  | Patch Cables |  | CAT 6 S-FTP cavo patch 30m.,AWG28/7,grigio
WPC-PAT-6SF300B | CAT 6 S-FTP patch cable Length 30 M, AWG 28/7, CU, LS0H, Color Blue | available |  | 43.396 | 8056045879707 | 8544429090 | 15 years |  | Blue |  |  |  | 20 |  | Patch Cables |  | CAT 6 S-FTP cavo patch 30m.,AWG28/7,blu
WPC-PAT-6SF300BL | CAT 6 S-FTP patch cable Length 30 M, AWG 28/7, CU, LS0H, Color Black | available |  | 43.396 | 8056045879714 | 8544429090 | 15 years |  | Black |  |  |  | 10 |  | Patch Cables |  | CAT 6 S-FTP cavo patch 30m.,AWG28/7,nero
WPC-PAT-6SF300G | CAT 6 S-FTP patch cable Length 30 M, AWG 28/7, CU, LS0H, Color Green | available |  | 43.396 | 8056045879721 | 8544429090 | 15 years |  | Green |  |  |  | 10 |  | Patch Cables |  | CAT 6 S-FTP cavo patch 30m.,AWG28/7,verde
WPC-PAT-6SF300R | CAT 6 S-FTP patch cable Length 30 M, AWG 28/7, CU, LS0H, Color Red | available |  | 43.396 | 8056045879738 | 8544429090 | 15 years |  | Red |  |  |  | 10 |  | Patch Cables |  | CAT 6 S-FTP cavo patch 30m.,AWG28/7,rosso
WPC-PAT-6SF300W | CAT 6 S-FTP patch cable Length 30 M, AWG 28/7, CU, LS0H, Color White | available |  | 43.396 | 8056045879745 | 8544429090 | 15 years |  | White |  |  |  | 10 |  | Patch Cables |  | CAT 6 S-FTP cavo patch 30m.,AWG28/7,bianco
WPC-PAT-6SF300Y | CAT 6 S-FTP patch cable Length 30 M, AWG 28/7, CU, LS0H, Color Yellow | available |  | 43.396 | 8056045879769 | 8544429090 | 15 years |  | Yellow |  |  |  | 10 |  | Patch Cables |  | CAT 6 S-FTP cavo patch 30m.,AWG28/7,giallo
Item number | CAT 6a U-UTP
WPC-PAT-6AU002 | CAT 6a U-UTP patch cable Length 0,2 M, AWG 26/7, CU, LS0H, Color Grey | available |  | 2.142 | 8054392615887 | 8544429090 | 15 years |  | Grey |  |  |  | 150 |  | Patch Cables |  | CAT 6a U-UTP cavo patch 0,2m,AWG26/7,grigio
WPC-PAT-6AU002B | CAT 6a U-UTP patch cable Length 0,2 M, AWG 26/7, CU, LS0H, Color Blue | available |  | 2.142 | 8054392615894 | 8544429090 | 15 years |  | Blue |  |  |  | 200 |  | Patch Cables |  | CAT 6a U-UTP cavo patch 0,2m,AWG26/7,blu
WPC-PAT-6AU002BL | CAT 6a U-UTP patch cable Length 0,2 M, AWG 26/7, CU, LS0H, Color Black | available |  | 2.142 | 8052101432527 | 8544429090 | 15 years | [5 empty] | 200 |  | Patch Cables |  | CAT 6a U-UTP cavo patch 0,2m,AWG26/7,nero
WPC-PAT-6AU002G | CAT 6a U-UTP patch cable Length 0,2 M, AWG 26/7, CU, LS0H, Color Green | available |  | 2.142 | 8052101432534 | 8544429090 | 15 years | [5 empty] | 200 |  | Patch Cables |  | CAT 6a U-UTP cavo patch 0,2m,AWG26/7,verde
WPC-PAT-6AU002R | CAT 6a U-UTP patch cable Length 0,2 M, AWG 26/7, CU, LS0H, Color Red | available |  | 2.142 | 8054392615900 | 8544429090 | 15 years |  | Red |  |  |  | 100 |  | Patch Cables |  | CAT 6a U-UTP cavo patch 0,2m,AWG26/7,rosso
WPC-PAT-6AU002Y | CAT 6a U-UTP patch cable Length 0,2 M, AWG 26/7, CU, LS0H, Color Yellow | available |  | 2.142 | 8054392615917 | 8544429090 | 15 years |  | Yellow |  |  |  | 100 |  | Patch Cables |  | CAT 6a U-UTP cavo patch 0,2m,AWG26/7,giallo
WPC-PAT-6AU005 | CAT 6a U-UTP patch cable Length 0,5 M, AWG 26/7, CU, LS0H, Color Grey | available |  | 2.244 | 8054392615924 | 8544429090 | 15 years |  | Grey |  |  |  | 50 |  | Patch Cables |  | CAT 6a U-UTP cavo patch 0,5m,AWG26/7,grigio
WPC-PAT-6AU005B | CAT 6a U-UTP patch cable Length 0,5 M, AWG 26/7, CU, LS0H, Color Blue | available |  | 2.244 | 8054392615931 | 8544429090 | 15 years |  | Blue |  |  |  | 50 |  | Patch Cables |  | CAT 6a U-UTP cavo patch 0,5m,AWG26/7,blu
WPC-PAT-6AU005BL | CAT 6a U-UTP patch cable Length 0,5 M, AWG 26/7, CU, LS0H, Color Black | available |  | 2.244 | 8052101432541 | 8544429090 | 15 years | [5 empty] | 200 |  | Patch Cables |  | CAT 6a U-UTP cavo patch 0,5m,AWG26/7,nero
WPC-PAT-6AU005G | CAT 6a U-UTP patch cable Length 0,5 M, AWG 26/7, CU, LS0H, Color Green | available |  | 2.244 | 8052101432558 | 8544429090 | 15 years | [5 empty] | 200 |  | Patch Cables |  | CAT 6a U-UTP cavo patch 0,5m,AWG26/7,verde
WPC-PAT-6AU005R | CAT 6a U-UTP patch cable Length 0,5 M, AWG 26/7, CU, LS0H, Color Red | available |  | 2.244 | 8054392615948 | 8544429090 | 15 years |  | Red |  |  |  | 25 |  | Patch Cables |  | CAT 6a U-UTP cavo patch 0,5m,AWG26/7,rosso
WPC-PAT-6AU005Y | CAT 6a U-UTP patch cable Length 0,5 M, AWG 26/7, CU, LS0H, Color Yellow | available |  | 2.244 | 8054392615955 | 8544429090 | 15 years |  | Yellow |  |  |  | 20 |  | Patch Cables |  | CAT 6a U-UTP cavo patch 0,5m,AWG26/7,giallo
WPC-PAT-6AU010 | CAT 6a U-UTP patch cable Length 1 M, AWG 26/7, CU, LS0H, Color Grey | available |  | 2.754 | 8054392615962 | 8544429090 | 15 years |  | Grey |  |  |  | 15 |  | Patch Cables |  | CAT 6a U-UTP cavo patch 1m.,AWG26/7,grigio
WPC-PAT-6AU010B | CAT 6a U-UTP patch cable Length 1 M, AWG 26/7, CU, LS0H, Color Blue | available |  | 2.754 | 8054392615979 | 8544429090 | 15 years |  | Blue |  |  |  | 150 |  | Patch Cables |  | CAT 6a U-UTP cavo patch 1m.,AWG26/7,blu
WPC-PAT-6AU010BL | CAT 6a U-UTP patch cable Length 1 M, AWG 26/7, CU, LS0H, Color Black | available |  | 2.754 | 8052101432565 | 8544429090 | 15 years | [5 empty] | 200 |  | Patch Cables |  | CAT 6a U-UTP cavo patch 1m.,AWG26/7,nero
WPC-PAT-6AU010G | CAT 6a U-UTP patch cable Length 1 M, AWG 26/7, CU, LS0H, Color Green | available |  | 2.754 | 8052101432572 | 8544429090 | 15 years | [5 empty] | 200 |  | Patch Cables |  | CAT 6a U-UTP cavo patch 1m.,AWG26/7,verde
WPC-PAT-6AU010R | CAT 6a U-UTP patch cable Length 1 M, AWG 26/7, CU, LS0H, Color Red | available |  | 2.754 | 8054392615986 | 8544429090 | 15 years |  | Red |  |  |  | 200 |  | Patch Cables |  | CAT 6a U-UTP cavo patch 1m.,AWG26/7,rosso
WPC-PAT-6AU010Y | CAT 6a U-UTP patch cable Length 1 M, AWG 26/7, CU, LS0H, Color Yellow | available |  | 2.754 | 8054392615993 | 8544429090 | 15 years |  | Yellow |  |  |  | 100 |  | Patch Cables |  | CAT 6a U-UTP cavo patch 1m.,AWG26/7,giallo
WPC-PAT-6AU020 | CAT 6a U-UTP patch cable Length 2 M, AWG 26/7, CU, LS0H, Color Grey | available |  | 4.046 | 8054392616006 | 8544429090 | 15 years |  | Grey |  |  |  | 100 |  | Patch Cables |  | CAT 6a U-UTP cavo patch 2m.,AWG26/7,grigio
WPC-PAT-6AU020B | CAT 6a U-UTP patch cable Length 2 M, AWG 26/7, CU, LS0H, Color Blue | available |  | 4.046 | 8054392616013 | 8544429090 | 15 years |  | Blue |  |  |  | 50 |  | Patch Cables |  | CAT 6a U-UTP cavo patch 2m.,AWG26/7,blu
WPC-PAT-6AU020BL | CAT 6a U-UTP patch cable Length 2 M, AWG 26/7, CU, LS0H, Color Black | available |  | 4.046 | 8052101432589 | 8544429090 | 15 years | [5 empty] | 200 |  | Patch Cables |  | CAT 6a U-UTP cavo patch 2m.,AWG26/7,nero
WPC-PAT-6AU020G | CAT 6a U-UTP patch cable Length 2 M, AWG 26/7, CU, LS0H, Color Green | available |  | 4.046 | 8052101432596 | 8544429090 | 15 years | [5 empty] | 200 |  | Patch Cables |  | CAT 6a U-UTP cavo patch 2m.,AWG26/7,verde
WPC-PAT-6AU020R | CAT 6a U-UTP patch cable Length 2 M, AWG 26/7, CU, LS0H, Color Red | available |  | 4.046 | 8054392616020 | 8544429090 | 15 years |  | Red |  |  |  | 50 |  | Patch Cables |  | CAT 6a U-UTP cavo patch 2m.,AWG26/7,rosso
WPC-PAT-6AU020Y | CAT 6a U-UTP patch cable Length 2 M, AWG 26/7, CU, LS0H, Color Yellow | available |  | 4.046 | 8054392616037 | 8544429090 | 15 years |  | Yellow |  |  |  | 25 |  | Patch Cables |  | CAT 6a U-UTP cavo patch 2m.,AWG26/7,giallo
WPC-PAT-6AU030 | CAT 6a U-UTP patch cable Length 3 M, AWG 26/7, CU, LS0H, Color Grey | available |  | 5.2785 | 8054392616044 | 8544429090 | 15 years |  | Grey |  |  |  | 20 |  | Patch Cables |  | CAT 6a U-UTP cavo patch 3m.,AWG26/7,grigio
WPC-PAT-6AU030B | CAT 6a U-UTP patch cable Length 3 M, AWG 26/7, CU, LS0H, Color Blue | available |  | 5.2785 | 8054392616051 | 8544429090 | 15 years |  | Blue |  |  |  | 150 |  | Patch Cables |  | CAT 6a U-UTP cavo patch 3m.,AWG26/7,blu
WPC-PAT-6AU030BL | CAT 6a U-UTP patch cable Length 3 M, AWG 26/7, CU, LS0H, Color Black | available |  | 5.2785 | 8052101432602 | 8544429090 | 15 years | [5 empty] | 200 |  | Patch Cables |  | CAT 6a U-UTP cavo patch 3m.,AWG26/7,nero
WPC-PAT-6AU030G | CAT 6a U-UTP patch cable Length 3 M, AWG 26/7, CU, LS0H, Color Green | available |  | 5.2785 | 8052101432619 | 8544429090 | 15 years | [5 empty] | 200 |  | Patch Cables |  | CAT 6a U-UTP cavo patch 3m.,AWG26/7,verde
WPC-PAT-6AU030R | CAT 6a U-UTP patch cable Length 3 M, AWG 26/7, CU, LS0H, Color Red | available |  | 5.2785 | 8054392616068 | 8544429090 | 15 years |  | Red |  |  |  | 200 |  | Patch Cables |  | CAT 6a U-UTP cavo patch 3m.,AWG26/7,rosso
WPC-PAT-6AU030Y | CAT 6a U-UTP patch cable Length 3 M, AWG 26/7, CU, LS0H, Color Yellow | available |  | 5.2785 | 8054392616075 | 8544429090 | 15 years |  | Yellow |  |  |  | 100 |  | Patch Cables |  | CAT 6a U-UTP cavo patch 3m.,AWG26/7,giallo
WPC-PAT-6AU050 | CAT 6a U-UTP patch cable Length 5 M, AWG 26/7, CU, LS0H, Color Grey | available |  | 7.8625 | 8054392616082 | 8544429090 | 15 years |  | Grey |  |  |  | 100 |  | Patch Cables |  | CAT 6a U-UTP cavo patch 5m.,AWG26/7,grigio
WPC-PAT-6AU050B | CAT 6a U-UTP patch cable Length 5 M, AWG 26/7, CU, LS0H, Color Blue | available |  | 7.8625 | 8054392616099 | 8544429090 | 15 years |  | Blue |  |  |  | 50 |  | Patch Cables |  | CAT 6a U-UTP cavo patch 5m.,AWG26/7,blu
WPC-PAT-6AU050BL | CAT 6a U-UTP patch cable Length 5 M, AWG 26/7, CU, LS0H, Color Black | available |  | 7.8625 | 8052101432626 | 8544429090 | 15 years | [5 empty] | 200 |  | Patch Cables |  | CAT 6a U-UTP cavo patch 5m.,AWG26/7,nero
WPC-PAT-6AU050G | CAT 6a U-UTP patch cable Length 5 M, AWG 26/7, CU, LS0H, Color Green | available |  | 7.8625 | 8052101432633 | 8544429090 | 15 years | [5 empty] | 200 |  | Patch Cables |  | CAT 6a U-UTP cavo patch 5m.,AWG26/7,verde
WPC-PAT-6AU050R | CAT 6a U-UTP patch cable Length 5 M, AWG 26/7, CU, LS0H, Color Red | available |  | 7.8625 | 8054392616105 | 8544429090 | 15 years |  | Red |  |  |  | 50 |  | Patch Cables |  | CAT 6a U-UTP cavo patch 5m.,AWG26/7,rosso
WPC-PAT-6AU050Y | CAT 6a U-UTP patch cable Length 5 M, AWG 26/7, CU, LS0H, Color Yellow | available |  | 7.8625 | 8054392616112 | 8544429090 | 15 years |  | Yellow |  |  |  | 25 |  | Patch Cables |  | CAT 6a U-UTP cavo patch 5m.,AWG26/7,giallo
WPC-PAT-6AU070 | CAT 6a U-UTP patch cable Length 7 M, AWG 26/7, CU, LS0H, Color Grey | available |  | 10.701 | 8054392616129 | 8544429090 | 15 years |  | Grey |  |  |  | 20 |  | Patch Cables |  | CAT 6a U-UTP cavo patch 7m.,AWG26/7,grigio
WPC-PAT-6AU100 | CAT 6a U-UTP patch cable Length 10 M, AWG 26/7, CU, LS0H, Color Grey | available |  | 14.274 | 8054392616136 | 8544429090 | 15 years |  | Grey |  |  |  | 15 |  | Patch Cables |  | CAT 6a U-UTP cavo patch 10m.,AWG26/7,grigio
WPC-PAT-6AU150 | CAT 6a U-UTP patch cable Length 15 M, AWG 26/7, CU, LS0H, Color Grey | available |  | 22.599 | 8054392616143 | 8544429090 | 15 years |  | Grey |  |  |  | 150 |  | Patch Cables |  | CAT 6a U-UTP cavo patch 15m.,AWG26/7,grigio
WPC-PAT-6AU200 | CAT 6a U-UTP patch cable Length 20 M, AWG 26/7, CU, LS0H, Color Grey | available |  | 29.727 | 8054392616150 | 8544429090 | 15 years |  | Grey |  |  |  | 200 |  | Patch Cables |  | CAT 6a U-UTP cavo patch 20m.,AWG26/7,grigio
WPC-PAT-6AU300 | CAT 6a U-UTP patch cable Length 30 M, AWG 26/7, CU, LS0H, Color Grey | available |  | 42.813 | 8054392616167 | 8544429090 | 15 years |  | Grey |  |  |  | 100 |  | Patch Cables |  | CAT 6a U-UTP cavo patch 30m.,AWG26/7,grigio
Item number | CAT 6 U-UTP
WPC-PAT-6AU002BL-S | CAT 6A U-UTP Slim patch cable Length 0,2 M, AWG 28/7, CU, LS0H, 50u Gold-Plated PINs, Color Black | available |  | 3.2 | 8054392618819 | 8544429090 | 15 years |  | Black | [5 empty] | Patch Cables |  | CAT 6a U-UTP slim patch 0,2mAWG28/7,nero
WPC-PAT-6AU002G-S | CAT 6A U-UTP Slim patch cable Length 0,2 M, AWG 28/7, CU, LS0H, 50u Gold-Plated PINs, Color Petrol Green | available |  | 3.2 | 8052101432640 | 8544429090 | 15 years | [5 empty] | 200 |  | Patch Cables |  | CAT 6a U-UTP slim patch 0,2mAWG28/7,verde
WPC-PAT-6AU002LB-S | CAT 6A U-UTP Slim patch cable Length 0,2 M, AWG 28/7, CU, LS0H, 50u Gold-Plated PINs, Color Light Blue | available |  | 3.2 | 8054392618826 | 8544429090 | 15 years |  | Light Blue | [5 empty] | Patch Cables |  | CAT 6a U-UTP slim patch 0,2mAWG28/7,azzurro
WPC-PAT-6AU002O-S | CAT 6A U-UTP Slim patch cable Length 0,2 M, AWG 28/7, CU, LS0H, 50u Gold-Plated PINs, Color Orange | available |  | 3.2 | 8052101432657 | 8544429090 | 15 years | [5 empty] | 200 |  | Patch Cables |  | CAT 6a U-UTP slim patch 0,2mAWG28/7,arancio
WPC-PAT-6AU002W-S | CAT 6A U-UTP Slim patch cable Length 0,2 M, AWG 28/7, CU, LS0H, 50u Gold-Plated PINs, Color White | available |  | 3.2 | 8054392618833 | 8544429090 | 15 years |  | White | [5 empty] | Patch Cables |  | CAT 6a U-UTP slim patch 0,2mAWG28/7,bianco
WPC-PAT-6AU005BL-S | CAT 6A U-UTP Slim patch cable Length 0,5 M, AWG 28/7, CU, LS0H, 50u Gold-Plated PINs, Color Black | available |  | 3.416 | 8054392618840 | 8544429090 | 15 years |  | Black | [5 empty] | Patch Cables |  | CAT 6a U-UTP slim patch 0,5mAWG28/7,nero
WPC-PAT-6AU005G-S | CAT 6A U-UTP Slim patch cable Length 0,5 M, AWG 28/7, CU, LS0H, 50u Gold-Plated PINs, Color Petrol Green | available |  | 3.416 | 8052101432664 | 8544429090 | 15 years | [5 empty] | 200 |  | Patch Cables |  | CAT 6a U-UTP slim patch 0,5mAWG28/7,verde
WPC-PAT-6AU005LB-S | CAT 6A U-UTP Slim patch cable Length 0,5 M, AWG 28/7, CU, LS0H, 50u Gold-Plated PINs, Color Light Blue | available |  | 3.416 | 8054392618857 | 8544429090 | 15 years |  | Light Blue | [5 empty] | Patch Cables |  | CAT 6a U-UTP slim patch 0,5mAWG28/7,azzurro
WPC-PAT-6AU005O-S | CAT 6A U-UTP Slim patch cable Length 0,5 M, AWG 28/7, CU, LS0H, 50u Gold-Plated PINs, Color Orange | available |  | 3.416 | 8052101432671 | 8544429090 | 15 years | [5 empty] | 200 |  | Patch Cables |  | CAT 6a U-UTP slim patch 0,5mAWG28/7,arancio
WPC-PAT-6AU005W-S | CAT 6A U-UTP Slim patch cable Length 0,5 M, AWG 28/7, CU, LS0H, 50u Gold-Plated PINs, Color White | available |  | 3.416 | 8054392618864 | 8544429090 | 15 years |  | White | [5 empty] | Patch Cables |  | CAT 6a U-UTP slim patch 0,5mAWG28/7,bianco
WPC-PAT-6AU010BL-S | CAT 6A U-UTP Slim patch cable Length 1 M, AWG 28/7, CU, LS0H, 50u Gold-Plated PINs, Color Black | available |  | 3.736 | 8054392618871 | 8544429090 | 15 years |  | Black | [5 empty] | Patch Cables |  | CAT 6a U-UTP slim patch 1m. AWG28/7,nero
WPC-PAT-6AU010G-S | CAT 6A U-UTP Slim patch cable Length 1 M, AWG 28/7, CU, LS0H, 50u Gold-Plated PINs, Color Petrol Green | available |  | 3.736 | 8052101432688 | 8544429090 | 15 years | [5 empty] | 200 |  | Patch Cables |  | CAT 6a U-UTP slim patch 1m. AWG28/7,verde
WPC-PAT-6AU010LB-S | CAT 6A U-UTP Slim patch cable Length 1 M, AWG 28/7, CU, LS0H, 50u Gold-Plated PINs, Color Light Blue | available |  | 3.736 | 8054392618888 | 8544429090 | 15 years |  | Light Blue | [5 empty] | Patch Cables |  | CAT 6a U-UTP slim patch 1m. AWG28/7,azzurro
WPC-PAT-6AU010O-S | CAT 6A U-UTP Slim patch cable Length 1 M, AWG 28/7, CU, LS0H, 50u Gold-Plated PINs, Color Orange | available |  | 3.736 | 8052101432695 | 8544429090 | 15 years | [5 empty] | 200 |  | Patch Cables |  | CAT 6a U-UTP slim patch 1m. AWG28/7,arancio
WPC-PAT-6AU010W-S | CAT 6A U-UTP Slim patch cable Length 1 M, AWG 28/7, CU, LS0H, 50u Gold-Plated PINs, Color White | available |  | 3.736 | 8054392618895 | 8544429090 | 15 years |  | White | [5 empty] | Patch Cables |  | CAT 6a U-UTP slim patch 1m. AWG28/7,bianco
WPC-PAT-6AU020BL-S | CAT 6A U-UTP Slim patch cable Length 2 M, AWG 28/7, CU, LS0H, 50u Gold-Plated PINs, Color Black | available |  | 4.8 | 8054392618901 | 8544429090 | 15 years |  | Black | [5 empty] | Patch Cables |  | CAT 6a U-UTP slim patch 2m. AWG28/7,nero
WPC-PAT-6AU020G-S | CAT 6A U-UTP Slim patch cable Length 2 M, AWG 28/7, CU, LS0H, 50u Gold-Plated PINs, Color Petrol Green | available |  | 4.8 | 8052101432701 | 8544429090 | 15 years | [5 empty] | 200 |  | Patch Cables |  | CAT 6a U-UTP slim patch 2m. AWG28/7,verde
WPC-PAT-6AU020LB-S | CAT 6A U-UTP Slim patch cable Length 2 M, AWG 28/7, CU, LS0H, 50u Gold-Plated PINs, Color Light Blue | available |  | 4.8 | 8054392618918 | 8544429090 | 15 years |  | Light Blue | [5 empty] | Patch Cables |  | CAT 6a U-UTP slim patch 2m. AWG28/7,azzurro
WPC-PAT-6AU020O-S | CAT 6A U-UTP Slim patch cable Length 2 M, AWG 28/7, CU, LS0H, 50u Gold-Plated PINs, Color Orange | available |  | 4.8 | 8052101432718 | 8544429090 | 15 years | [5 empty] | 200 |  | Patch Cables |  | CAT 6a U-UTP slim patch 2m. AWG28/7,arancio
WPC-PAT-6AU020W-S | CAT 6A U-UTP Slim patch cable Length 2 M, AWG 28/7, CU, LS0H, 50u Gold-Plated PINs, Color White | available |  | 4.8 | 8054392618925 | 8544429090 | 15 years |  | White | [5 empty] | Patch Cables |  | CAT 6a U-UTP slim patch 2m. AWG28/7,bianco
WPC-PAT-6AU030BL-S | CAT 6A U-UTP Slim patch cable Length 3 M, AWG 28/7, CU, LS0H, 50u Gold-Plated PINs, Color Black | available |  | 5.76 | 8054392618932 | 8544429090 | 15 years |  | Black | [5 empty] | Patch Cables |  | CAT 6a U-UTP slim patch 3m. AWG28/7,nero
WPC-PAT-6AU030G-S | CAT 6A U-UTP Slim patch cable Length 3 M, AWG 28/7, CU, LS0H, 50u Gold-Plated PINs, Color Petrol Green | available |  | 5.76 | 8052101432725 | 8544429090 | 15 years | [5 empty] | 200 |  | Patch Cables |  | CAT 6a U-UTP slim patch 3m. AWG28/7,verde
WPC-PAT-6AU030LB-S | CAT 6A U-UTP Slim patch cable Length 3 M, AWG 28/7, CU, LS0H, 50u Gold-Plated PINs, Color Light Blue | available |  | 5.76 | 8054392618949 | 8544429090 | 15 years |  | Light Blue | [5 empty] | Patch Cables |  | CAT 6a U-UTP slim patch 3m. AWG28/7,azzurro
WPC-PAT-6AU030O-S | CAT 6A U-UTP Slim patch cable Length 3 M, AWG 28/7, CU, LS0H, 50u Gold-Plated PINs, Color Orange | available |  | 5.76 | 8052101432732 | 8544429090 | 15 years | [5 empty] | 200 |  | Patch Cables |  | CAT 6a U-UTP slim patch 3m. AWG28/7,arancio
WPC-PAT-6AU030W-S | CAT 6A U-UTP Slim patch cable Length 3 M, AWG 28/7, CU, LS0H, 50u Gold-Plated PINs, Color White | available |  | 5.76 | 8054392618956 | 8544429090 | 15 years |  | White | [5 empty] | Patch Cables |  | CAT 6a U-UTP slim patch 3m. AWG28/7,bianco
WPC-PAT-6AU050BL-S | CAT 6A U-UTP Slim patch cable Length 5 M, AWG 28/7, CU, LS0H, 50u Gold-Plated PINs, Color Black | available |  | 8.008 | 8054392618963 | 8544429090 | 15 years |  | Black | [5 empty] | Patch Cables |  | CAT 6a U-UTP slim patch 5m. AWG28/7,nero
WPC-PAT-6AU050G-S | CAT 6A U-UTP Slim patch cable Length 5 M, AWG 28/7, CU, LS0H, 50u Gold-Plated PINs, Color Petrol Green | available |  | 8.008 | 8052101432749 | 8544429090 | 15 years | [5 empty] | 200 |  | Patch Cables |  | CAT 6a U-UTP slim patch 5m. AWG28/7,verde
WPC-PAT-6AU050LB-S | CAT 6A U-UTP Slim patch cable Length 5 M, AWG 28/7, CU, LS0H, 50u Gold-Plated PINs, Color Light Blue | available |  | 8.008 | 8054392618970 | 8544429090 | 15 years |  | Light Blue | [5 empty] | Patch Cables |  | CAT 6a U-UTP slim patch 5m. AWG28/7,azzurro
WPC-PAT-6AU050O-S | CAT 6A U-UTP Slim patch cable Length 5 M, AWG 28/7, CU, LS0H, 50u Gold-Plated PINs, Color Orange | available |  | 8.008 | 8052101432756 | 8544429090 | 15 years | [5 empty] | 200 |  | Patch Cables |  | CAT 6a U-UTP slim patch 5m. AWG28/7,arancio
WPC-PAT-6AU050W-S | CAT 6A U-UTP Slim patch cable Length 5 M, AWG 28/7, CU, LS0H, 50u Gold-Plated PINs, Color White | available |  | 8.008 | 8054392618987 | 8544429090 | 15 years |  | White | [5 empty] | Patch Cables |  | CAT 6a U-UTP slim patch 5m. AWG28/7,bianco
WPC-PAT-6AU070W-S | CAT 6A U-UTP Slim patch cable Length 7 M, AWG 28/7, CU, LS0H, 50u Gold-Plated PINs, Color White | available |  | 10.7695 | 8054392618994 | 8544429090 | 15 years |  | White | [5 empty] | Patch Cables |  | CAT 6a U-UTP slim patch 7m. AWG28/7,bianco
WPC-PAT-6AU100W-S | CAT 6A U-UTP Slim patch cable Length 10 M, AWG 28/7, CU, LS0H, 50u Gold-Plated PINs, Color White | available |  | 14.178 | 8054392619007 | 8544429090 | 15 years |  | White | [5 empty] | Patch Cables |  | CAT 6a U-UTP slim patch 10m. AWG28/7,bianco
Item number | CAT 6a S-FTP
WPC-PAT-6ASF002 | CAT 6a PimF S-FTP patch cable Length 0,2 M, AWG 26/7, CU, LS0H, Color Grey | available |  | 2.853 | 8054392616174 | 8544429090 | 15 years |  | Grey |  |  |  | 200 |  | Patch Cables |  | CAT 6a S-FTP cavo patch 0,2m,AWG26/7,grigio
WPC-PAT-6ASF002B | CAT 6a PimF S-FTP patch cable Length 0,2 M, AWG 26/7, CU, LS0H, Color Blue | available |  | 2.853 | 8054392616181 | 8544429090 | 15 years |  | Blue |  |  |  | 200 |  | Patch Cables |  | CAT 6a S-FTP cavo patch 0,2m,AWG26/7,blu
WPC-PAT-6ASF002BL | CAT 6a PimF S-FTP patch cable Length 0,2 M, AWG 26/7, CU, LS0H, Color Black | available |  | 2.853 | 8052101432404 | 8544429090 | 15 years | [5 empty] | 200 |  | Patch Cables |  | CAT 6a S-FTP cavo patch 0,2m,AWG26/7,nero
WPC-PAT-6ASF002G | CAT 6a PimF S-FTP patch cable Length 0,2 M, AWG 26/7, CU, LS0H, Color Green | available |  | 2.853 | 8052101432411 | 8544429090 | 15 years | [5 empty] | 200 |  | Patch Cables |  | CAT 6a S-FTP cavo patch 0,2m,AWG26/7,verde
WPC-PAT-6ASF002R | CAT 6a PimF S-FTP patch cable Length 0,2 M, AWG 26/7, CU, LS0H, Color Red | available |  | 2.853 | 8054392616198 | 8544429090 | 15 years |  | Red |  |  |  | 200 |  | Patch Cables |  | CAT 6a S-FTP cavo patch 0,2m,AWG26/7,rosso
WPC-PAT-6ASF002Y | CAT 6a PimF S-FTP patch cable Length 0,2 M, AWG 26/7, CU, LS0H, Color Yellow | available |  | 2.853 | 8054392616204 | 8544429090 | 15 years |  | Yellow |  |  |  | 200 |  | Patch Cables |  | CAT 6a S-FTP cavo patch 0,2m,AWG26/7,giallo
WPC-PAT-6ASF005 | CAT 6a PimF S-FTP patch cable Length 0,5 M, AWG 26/7, CU, LS0H, Color Grey | available |  | 2.97 | 8056045878120 | 8544429090 | 15 years |  | Grey |  |  |  | 150 |  | Patch Cables |  | CAT 6a S-FTP cavo patch 0,5m,AWG26/7,grigio
WPC-PAT-6ASF005B | CAT 6a PimF S-FTP patch cable Length 0,5 M, AWG 26/7, CU, LS0H, Color Blue | available |  | 2.97 | 8054392616211 | 8544429090 | 15 years |  | Blue |  |  |  | 200 |  | Patch Cables |  | CAT 6a S-FTP cavo patch 0,5m,AWG26/7,blu
WPC-PAT-6ASF005BL | CAT 6a PimF S-FTP patch cable Length 0,5 M, AWG 26/7, CU, LS0H, Color Black | available |  | 2.97 | 8052101432428 | 8544429090 | 15 years | [5 empty] | 200 |  | Patch Cables |  | CAT 6a S-FTP cavo patch 0,5m,AWG26/7,nero
WPC-PAT-6ASF005G | CAT 6a PimF S-FTP patch cable Length 0,5 M, AWG 26/7, CU, LS0H, Color Green | available |  | 2.97 | 8052101432435 | 8544429090 | 15 years | [5 empty] | 200 |  | Patch Cables |  | CAT 6a S-FTP cavo patch 0,5m,AWG26/7,verde
WPC-PAT-6ASF005R | CAT 6a PimF S-FTP patch cable Length 0,5 M, AWG 26/7, CU, LS0H, Color Red | available |  | 2.97 | 8054392616228 | 8544429090 | 15 years |  | Red |  |  |  | 200 |  | Patch Cables |  | CAT 6a S-FTP cavo patch 0,5m,AWG26/7,rosso
WPC-PAT-6ASF005Y | CAT 6a PimF S-FTP patch cable Length 0,5 M, AWG 26/7, CU, LS0H, Color Yellow | available |  | 2.97 | 8054392616235 | 8544429090 | 15 years |  | Yellow |  |  |  | 200 |  | Patch Cables |  | CAT 6a S-FTP cavo patch 0,5m,AWG26/7,giallo
WPC-PAT-6ASF010 | CAT 6a PimF S-FTP patch cable Length 1 M, AWG 26/7, CU, LS0H, Color Grey | available |  | 3.762 | 8056045878137 | 8544429090 | 15 years |  | Grey |  |  |  | 200 |  | Patch Cables |  | CAT 6a S-FTP cavo patch 1m.,AWG26/7,grigio
WPC-PAT-6ASF010B | CAT 6a PimF S-FTP patch cable Length 1 M, AWG 26/7, CU, LS0H, Color Blue | available |  | 3.762 | 8054392616242 | 8544429090 | 15 years |  | Blue |  |  |  | 200 |  | Patch Cables |  | CAT 6a S-FTP cavo patch 1m.,AWG26/7,blu
WPC-PAT-6ASF010BL | CAT 6a PimF S-FTP patch cable Length 1 M, AWG 26/7, CU, LS0H, Color Black | available |  | 3.762 | 8052101432442 | 8544429090 | 15 years | [5 empty] | 200 |  | Patch Cables |  | CAT 6a S-FTP cavo patch 1m.,AWG26/7,nero
WPC-PAT-6ASF010G | CAT 6a PimF S-FTP patch cable Length 1 M, AWG 26/7, CU, LS0H, Color Green | available |  | 3.762 | 8052101432459 | 8544429090 | 15 years | [5 empty] | 200 |  | Patch Cables |  | CAT 6a S-FTP cavo patch 1m.,AWG26/7,verde
WPC-PAT-6ASF010R | CAT 6a PimF S-FTP patch cable Length 1 M, AWG 26/7, CU, LS0H, Color Red | available |  | 3.762 | 8054392616259 | 8544429090 | 15 years |  | Red |  |  |  | 200 |  | Patch Cables |  | CAT 6a S-FTP cavo patch 1m.,AWG26/7,rosso
WPC-PAT-6ASF010Y | CAT 6a PimF S-FTP patch cable Length 1 M, AWG 26/7, CU, LS0H, Color Yellow | available |  | 3.762 | 8054392616266 | 8544429090 | 15 years |  | Yellow |  |  |  | 200 |  | Patch Cables |  | CAT 6a S-FTP cavo patch 1m.,AWG26/7,giallo
WPC-PAT-6ASF020 | CAT 6a PimF S-FTP patch cable Length 2 M, AWG 26/7, CU, LS0H, Color Grey | available |  | 5.553 | 8056045878144 | 8544429090 | 15 years |  | Grey |  |  |  | 100 |  | Patch Cables |  | CAT 6a S-FTP cavo patch 2m.,AWG26/7,grigio
WPC-PAT-6ASF020B | CAT 6a PimF S-FTP patch cable Length 2 M, AWG 26/7, CU, LS0H, Color Blue | available |  | 5.553 | 8054392616273 | 8544429090 | 15 years |  | Blue |  |  |  | 200 |  | Patch Cables |  | CAT 6a S-FTP cavo patch 2m.,AWG26/7,blu
WPC-PAT-6ASF020BL | CAT 6a PimF S-FTP patch cable Length 2 M, AWG 26/7, CU, LS0H, Color Black | available |  | 5.553 | 8052101432466 | 8544429090 | 15 years | [5 empty] | 200 |  | Patch Cables |  | CAT 6a S-FTP cavo patch 2m.,AWG26/7,nero
WPC-PAT-6ASF020G | CAT 6a PimF S-FTP patch cable Length 2 M, AWG 26/7, CU, LS0H, Color Green | available |  | 5.553 | 8052101432473 | 8544429090 | 15 years | [5 empty] | 200 |  | Patch Cables |  | CAT 6a S-FTP cavo patch 2m.,AWG26/7,verde
WPC-PAT-6ASF020R | CAT 6a PimF S-FTP patch cable Length 2 M, AWG 26/7, CU, LS0H, Color Red | available |  | 5.553 | 8054392616280 | 8544429090 | 15 years |  | Red |  |  |  | 200 |  | Patch Cables |  | CAT 6a S-FTP cavo patch 2m.,AWG26/7,rosso
WPC-PAT-6ASF020Y | CAT 6a PimF S-FTP patch cable Length 2 M, AWG 26/7, CU, LS0H, Color Yellow | available |  | 5.553 | 8054392616297 | 8544429090 | 15 years |  | Yellow |  |  |  | 200 |  | Patch Cables |  | CAT 6a S-FTP cavo patch 2m.,AWG26/7,giallo
WPC-PAT-6ASF030 | CAT 6a PimF S-FTP patch cable Length 3 M, AWG 26/7, CU, LS0H, Color Grey | available |  | 7.236 | 8056045878151 | 8544429090 | 15 years |  | Grey |  |  |  | 100 |  | Patch Cables |  | CAT 6a S-FTP cavo patch 3m.,AWG26/7,grigio
WPC-PAT-6ASF030B | CAT 6a PimF S-FTP patch cable Length 3 M, AWG 26/7, CU, LS0H, Color Blue | available |  | 7.236 | 8054392616303 | 8544429090 | 15 years |  | Blue |  |  |  | 200 |  | Patch Cables |  | CAT 6a S-FTP cavo patch 3m.,AWG26/7,blu
WPC-PAT-6ASF030BL | CAT 6a PimF S-FTP patch cable Length 3 M, AWG 26/7, CU, LS0H, Color Black | available |  | 7.236 | 8052101432480 | 8544429090 | 15 years | [5 empty] | 200 |  | Patch Cables |  | CAT 6a S-FTP cavo patch 3m.,AWG26/7,nero
WPC-PAT-6ASF030G | CAT 6a PimF S-FTP patch cable Length 3 M, AWG 26/7, CU, LS0H, Color Green | available |  | 7.236 | 8052101432497 | 8544429090 | 15 years | [5 empty] | 200 |  | Patch Cables |  | CAT 6a S-FTP cavo patch 3m.,AWG26/7,verde
WPC-PAT-6ASF030R | CAT 6a PimF S-FTP patch cable Length 3 M, AWG 26/7, CU, LS0H, Color Red | available |  | 7.236 | 8054392616310 | 8544429090 | 15 years |  | Red |  |  |  | 200 |  | Patch Cables |  | CAT 6a S-FTP cavo patch 3m.,AWG26/7,rosso
WPC-PAT-6ASF030Y | CAT 6a PimF S-FTP patch cable Length 3 M, AWG 26/7, CU, LS0H, Color Yellow | available |  | 7.236 | 8054392616327 | 8544429090 | 15 years |  | Yellow |  |  |  | 200 |  | Patch Cables |  | CAT 6a S-FTP cavo patch 3m.,AWG26/7,giallo
WPC-PAT-6ASF050 | CAT 6a PimF S-FTP patch cable Length 5 M, AWG 26/7, CU, LS0H, Color Grey | available |  | 11.2955 | 8056045878168 | 8544429090 | 15 years |  | Grey |  |  |  | 50 |  | Patch Cables |  | CAT 6a S-FTP cavo patch 5m.,AWG26/7,grigio
WPC-PAT-6ASF050B | CAT 6a PimF S-FTP patch cable Length 5 M, AWG 26/7, CU, LS0H, Color Blue | available |  | 11.2955 | 8054392616334 | 8544429090 | 15 years |  | Blue |  |  |  | 200 |  | Patch Cables |  | CAT 6a S-FTP cavo patch 5m.,AWG26/7,blu
WPC-PAT-6ASF050BL | CAT 6a PimF S-FTP patch cable Length 5 M, AWG 26/7, CU, LS0H, Color Black | available |  | 11.2955 | 8052101432503 | 8544429090 | 15 years | [5 empty] | 200 |  | Patch Cables |  | CAT 6a S-FTP cavo patch 5m.,AWG26/7,nero
WPC-PAT-6ASF050G | CAT 6a PimF S-FTP patch cable Length 5 M, AWG 26/7, CU, LS0H, Color Green | available |  | 11.2955 | 8052101432510 | 8544429090 | 15 years | [5 empty] | 200 |  | Patch Cables |  | CAT 6a S-FTP cavo patch 5m.,AWG26/7,verde
WPC-PAT-6ASF050R | CAT 6a PimF S-FTP patch cable Length 5 M, AWG 26/7, CU, LS0H, Color Red | available |  | 11.2955 | 8054392616341 | 8544429090 | 15 years |  | Red |  |  |  | 200 |  | Patch Cables |  | CAT 6a S-FTP cavo patch 5m.,AWG26/7,rosso
WPC-PAT-6ASF050Y | CAT 6a PimF S-FTP patch cable Length 5 M, AWG 26/7, CU, LS0H, Color Yellow | available |  | 11.2955 | 8054392616358 | 8544429090 | 15 years |  | Yellow |  |  |  | 200 |  | Patch Cables |  | CAT 6a S-FTP cavo patch 5m.,AWG26/7,giallo
WPC-PAT-6ASF070 | CAT 6a PimF S-FTP patch cable Length 7 M, AWG 26/7, CU, LS0H, Color Grey | available |  | 14.858 | 8056045878175 | 8544429090 | 15 years |  | Grey |  |  |  | 50 |  | Patch Cables |  | CAT 6a S-FTP cavo patch 7m.,AWG26/7,grigio
WPC-PAT-6ASF100 | CAT 6a PimF S-FTP patch cable Length 10 M, AWG 26/7, CU, LS0H, Color Grey | available |  | 20.083 | 8056045878182 | 8544429090 | 15 years |  | Grey |  |  |  | 25 |  | Patch Cables |  | CAT 6a S-FTP cavo patch 10m.,AWG26/7,grigio
WPC-PAT-6ASF150 | CAT 6a PimF S-FTP patch cable Length 15 M, AWG 26/7, CU, LS0H, Color Grey | available |  | 28.557 | 8056045878199 | 8544429090 | 15 years |  | Grey |  |  |  | 20 |  | Patch Cables |  | CAT 6a S-FTP cavo patch 15m.,AWG26/7,grigio
WPC-PAT-6ASF200 | CAT 6a PimF S-FTP patch cable Length 20 M, AWG 26/7, CU, LS0H, Color Grey | available |  | 38.703 | 8056045878205 | 8544429090 | 15 years |  | Grey |  |  |  | 15 |  | Patch Cables |  | CAT 6a S-FTP cavo patch 20m.,AWG26/7,grigio
WPC-PAT-6ASF300 | CAT 6a PimF S-FTP patch cable Length 30 M, AWG 26/7, CU, LS0H, Color Grey | available |  | 54.397 | 8056045878212 | 8544429090 | 15 years |  | Grey |  |  |  | 20 |  | Patch Cables |  | CAT 6a S-FTP cavo patch 30m.,AWG26/7,grigio
Item number | CAT 8.1 S-FTP
WPC-PAT-8SF010 | CAT 8.1 PimF S-FTP patch cable Length 1 M, AWG 26/7, CU, LS0H, Color Grey | available |  | 6 | 8052101432763 | 8544429090 | 15 years |  | Grey |  |  |  | 200 |  | Patch Cables |  | CAT 8 S-FTP cavo patch 1m.,AWG26/7,grigio
WPC-PAT-8SF020 | CAT 8.1 PimF S-FTP patch cable Length 2 M, AWG 26/7, CU, LS0H, Color Grey | available |  | 9 | 8052101432770 | 8544429090 | 15 years |  | Grey |  |  |  | 200 |  | Patch Cables |  | CAT 8 S-FTP cavo patch 2m.,AWG26/7,grigio
WPC-PAT-8SF030 | CAT 8.1 PimF S-FTP patch cable Length 3 M, AWG 26/7, CU, LS0H, Color Grey | available |  | 12 | 8052101432787 | 8544429090 | 15 years |  | Grey |  |  |  | 200 |  | Patch Cables |  | CAT 8 S-FTP cavo patch 3m.,AWG26/7,grigio
Item number | Fiber-Optic Pigtails
WPC-FI0-9LC-300 | FTTH Singlemode Pigtail 9/125 LC, G657A2, 3mm, LSZH, 30 meter, white color | available |  | 12.72 | 8052101430516 | 8536700090 | 15 years | [7 empty] | Fiber Optic |  | Pigtail monomodale 9/125 LC/UPC 30mt OS2
WPC-FI0-9LC-600 | FTTH Singlemode Pigtail 9/125 LC, G657A2, 3mm, LSZH, 60 meter, white color | available |  | 24.38 | 8052101430523 | 8536700090 | 15 years | [7 empty] | Fiber Optic |  | Pigtail monomodale 9/125 LC/UPC 60mt OS2
WPC-FI0-9SCA-300 | FTTH Singlemode Pigtail 9/125 SC/APC, G657A2, 3mm, LSZH, 30 meter, white color | available |  | 12.72 | 8054392617928 | 8536700090 | 15 years | [7 empty] | Fiber Optic |  | Pigtail monomodale 9/125 SC/APC 30mt OS2
WPC-FI0-9SCA-600 | FTTH Singlemode Pigtail 9/125 SC/APC, G657A2, 3mm, LSZH, 60 meter, white color | available |  | 24.38 | 8054392617942 | 8536700090 | 15 years | [7 empty] | Fiber Optic |  | Pigtail monomodale 9/125 SC/APC 60mt OS2
WPC-FI0-9SCA-020 | Fiber Optic Singlemode Pigtail, 9/125 SC (APC) 2 mt. G657 OS2 ,LSZH, yellow color | available |  | 2.63 | 8054392615634 | 8536700090 | 15 years | [7 empty] | Fiber Optic |  | Pigtail monomodale, 9/125 SC/APC 2 mt. OS2
WPC-FI0-9SC-020 | Fiber Optic Singlemode Pigtail, 9/125 SC 2 mt. OS2 ,LSZH, yellow color | available |  | 2.63 | 8054392615641 | 8536700090 | 15 years | [7 empty] | Fiber Optic |  | Pigtail monomodale, 9/125 SC 2 mt. OS2
WPC-FI2-5SC-020 | Fiber Optic Multimode Pigtail, 50/125 SC 2 mt. OM2 ,LSZH, orange color | available |  | 2.37 | 8054392615658 | 8536700090 | 15 years | [7 empty] | Fiber Optic |  | Pigtail multimodale, 50/125 SC 2 mt. OM2
WPC-FI3-5SC-020 | Fiber Optic Multimode Pigtail, 50/125 SC 2 mt. OM3 ,LSZH, aqua color | available |  | 2.736 | 8054392615665 | 8536700090 | 15 years | [7 empty] | Fiber Optic |  | Pigtail multimodale, 50/125 SC 2 mt. OM3
WPC-FI4-5SC-020 | Fiber Optic Multimode Pigtail, 50/125 SC 2 mt. OM4 ,LSZH, violet color | available |  | 2.864 | 8054392615672 | 8536700090 | 15 years | [7 empty] | Fiber Optic |  | Pigtail multimodale, 50/125 SC 2 mt. OM4
WPC-FI0-9LC-020 | Fiber Optic Singlemode Pigtail, 9/125 LC 2 mt. OS2 ,LSZH, yellow color | available |  | 2.63 | 8054392615689 | 8536700090 | 15 years | [7 empty] | Fiber Optic |  | Pigtail monomodale, 9/125 LC 2 mt. OS2
WPC-FI2-5LC-020 | Fiber Optic Multimode Pigtail, 50/125 LC 2 mt. OM2 ,LSZH, orange color | available |  | 2.54 | 8054392615696 | 8536700090 | 15 years | [7 empty] | Fiber Optic |  | Pigtail multimodale, 50/125 LC 2 mt. OM2
WPC-FI3-5LC-020 | Fiber Optic Multimode Pigtail, 50/125 LC 2 mt. OM3 ,LSZH, aqua color | available |  | 2.736 | 8054392615702 | 8536700090 | 15 years | [7 empty] | Fiber Optic |  | Pigtail multimodale, 50/125 LC 2 mt. OM3
WPC-FI4-5LC-020 | Fiber Optic Multimode Pigtail, 50/125 LC 2 mt. OM4 ,LSZH, violet color | available |  | 3.016 | 8054392615719 | 8536700090 | 15 years | [7 empty] | Fiber Optic |  | Pigtail multimodale, 50/125 LC 2 mt. OM4
WPC-FI5-5LC-020 | Fiber Optic Multimode Pigtail, 50/125 LC 2 mt. OM5 ,LSZH, lime green color | available |  | 3.6 | 8052101432824 | 8536700090 | 15 years | [7 empty] | Fiber Optic |  | Pigtail multimodale, 50/125 SC 2 mt. OM5
Item number | Fiber-Optic Pigtail, Essential Line
WPC-FI0-9SCA-010S96 | 96 pcs Singlemode Fiber Optic Pigtail Set, 9/125, SC/APC, 1 m, G.657A, OS2, LSZH, white color | june-26 | june-26 | 100 | 8052101435887 | 8536700090 | 15 years |  |  |  |  | 96 |  |  | Fiber Optic |  | 96 Pigtail monomodali, 9/125 SC/APC 1mt.OS2
WPC-FI0-9SC-010S96 | 96 pcs Singlemode Fiber Optic Pigtail Set, 9/125, SC 1 mt. OS2 ,LSZH, yellow color | june-26 | june-26 | 100 | 8052101435894 | 8536700090 | 15 years |  |  |  |  | 96 |  |  | Fiber Optic |  | 96 Pigtail monomodali, 9/125 SC 1 mt. OS2
WPC-FI0-9LC-010S96 | 96 pcs Singlemode Fiber Optic Pigtail Set, 9/125 LC 1 mt. OS2 ,LSZH, yellow color | june-26 | june-26 | 104 | 8052101435900 | 8536700090 | 15 years |  |  |  |  | 96 |  |  | Fiber Optic |  | 96 Pigtail monomodali, 9/125 LC 1 mt. OS2
WPC-FI4-5LC-010S96 | 96 pcs Multimode Fiber Optic Pigtail Set, 50/125 LC 1 mt. OM4 ,LSZH, violet color | june-26 | june-26 | 140 | 8052101435917 | 8536700090 | 15 years |  |  |  |  | 96 |  |  | Fiber Optic |  | 96 Pigtail multimodali, 50/125 LC 1 mt. OM4
Item number | Fiber-Optic Adapters
WPC-FA0-LC0101 | LC-LC OS2 Duplex Adapter, Singlemode,Plastic housing, blue color | available |  | 1.52 | 8054392615726 | 8536700090 | 15 years |  |  |  |  | 25 | 500 |  | Fiber Optic |  | Bussola LC-LC OS2 Monomodale,Duplex
WPC-FA2-LC0201 | LC-LC OM2 Duplex Adapter, Multimode,Plastic housing, grey color | available |  | 1.6 | 8056045874054 | 8536700090 | 15 years |  |  |  |  | 25 | 500 |  | Fiber Optic |  | Bussola LC-LC OM2 Multimodale,Duplex
WPC-FA3-LC0201 | LC-LC OM3 Duplex Adapter, Multimode,Plastic housing, aqua color | available |  | 1.6 | 8056045874061 | 8536700090 | 15 years |  |  |  |  | 25 | 500 |  | Fiber Optic |  | Bussola LC-LC OM3 Multimodale,Duplex
WPC-FA4-LC0201 | LC-LC OM4 Duplex Adapter, Multimode,Plastic housing, violet color | available |  | 1.68 | 8056045874078 | 8536700090 | 15 years |  |  |  |  | 25 | 500 |  | Fiber Optic |  | Bussola LC-LC OM4 Multimodale,Duplex
WPC-FA3-LC0202 | LC-LC OM3 Quad Adapter, Multimode,Plastic housing, aqua color | available |  | 4.23 | 8054392617515 | 8536700090 | 15 years |  |  |  |  | 25 | 500 |  | Fiber Optic |  | Bussola LC-LC OM3 Multimodale,Quadcore
WPC-FA4-LC0202 | LC-LC OM4 Quad Adapter, Multimode,Plastic housing, violet color | available |  | 4.23 | 8054392617522 | 8536700090 | 15 years |  |  |  |  | 25 | 500 |  | Fiber Optic |  | Bussola LC-LC OM4 Multimodale,Quadcore
WPC-FA5-LC0201 | LC-LC OM5 Duplex Adapter, Multimode,Plastic housing, lime green color | available |  | 1.76 | 8052101432794 | 8536700090 | 15 years |  |  |  |  | 25 | 500 |  | Fiber Optic |  | Bussola LC-LC OM5 Multimodale,Duplex
WPC-FA5-LC0202 | LC-LC OM5 Quad Adapter, Multimode,Plastic housing, lime green color | available |  | 4.41 | 8052101432800 | 8536700090 | 15 years |  |  |  |  | 25 | 500 |  | Fiber Optic |  | Bussola LC-LC OM5 Multimodale,Quadcore
WPC-FA0-SC0101 | SC-SC OS2 Duplex Adapter, Singlemode, Plastic housing, blue color | available |  | 1.28 | 8054392615733 | 8536700090 | 15 years |  |  |  |  | 25 | 500 |  | Fiber Optic |  | Bussola SC-SC OS2 Monomodale,Duplex
WPC-FA2-SC0201 | SC-SC OM2 Duplex Adapter, Multimode, Plastic housing, grey color | available |  | 1.52 | 8056045874085 | 8536700090 | 15 years |  |  |  |  | 25 | 500 |  | Fiber Optic |  | Bussola SC-SC OM2 Multimodale,Duplex
WPC-FA3-SC0201 | SC-SC OM3 Duplex Adapter, Multimode, Plastic housing, aqua color | available |  | 1.52 | 8056045874092 | 8536700090 | 15 years |  |  |  |  | 25 | 500 |  | Fiber Optic |  | Bussola SC-SC OM3 Multimodale,Duplex
WPC-FA4-SC0201 | SC-SC OM4 Duplex Adapter, Multimode, Plastic housing, violet color | available |  | 1.6 | 8056045874108 | 8536700090 | 15 years |  |  |  |  | 25 | 500 |  | Fiber Optic |  | Bussola SC-SC OM4 Multimodale,Duplex
WPC-FA0-SCA0100 | SC/APC-SC/APC OS2 Simplex Adapter, Singlemode, Plastic housing, green color | available |  | 0.72 | 8054392617539 | 8536700090 | 15 years |  |  |  |  | 25 | 500 |  | Fiber Optic |  | Bussola SC-SC APC OS2 Monomodale, Simplex
WPC-FA0-SCA0100F | SC/APC-SC/APC OS2 Simplex Flangeless Adapter, Singlemode, Plastic housing, green color with laser cover | available |  | 1.2 | 8054392617546 | 8536700090 | 15 years |  |  |  |  | 25 | 500 |  | Fiber Optic |  | Bussola SC-SC APC OS2 Monomodale,Simplex FL
WPC-FA0-SC0100 | SC-SC OS2 Simplex Adapter, Singlemode, Plastic housing, blue color | available |  | 0.72 | 8054392615740 | 8536700090 | 15 years |  |  |  |  | 25 | 500 |  | Fiber Optic |  | Bussola SC-SC OS2 Monomodale, Simplex
WPC-FA3-SC0200 | SC-SC OM3 Simplex Adapter, Multimode, Plastic housing, aqua color | available |  | 0.72 | 8054392615757 | 8536700090 | 15 years |  |  |  |  | 25 | 500 |  | Fiber Optic |  | Bussola SC-SC OM3 Multimodale, Simplex
WPC-FA4-SC0200 | SC-SC OM4 Simplex Adapter, Multimode, Plastic housing, violet color | available |  | 0.8 | 8054392615764 | 8536700090 | 15 years |  |  |  |  | 25 | 500 |  | Fiber Optic |  | Bussola SC-SC OM4 Multimodale, Simplex
WPC-FA0-ST01 | ST-ST Adapter, Singlemode,Metal housing, yellow cup | available |  | 1.17 | 8056045874115 | 8536700090 | 15 years |  |  |  |  | 25 | 500 |  | Fiber Optic |  | Bussola ST-ST Adapter, Monomodale
WPC-FA0-ST02 | ST-ST Adapter, Multimode,Metal housing, red cup | available |  | 1.17 | 8056045874122 | 8536700090 | 15 years |  |  |  |  | 25 | 500 |  | Fiber Optic |  | Bussola ST-ST Adapter, Multimodale
Item number | Fiber-Optic Adapters, Essential Line
WPC-FA0-SCA0100S96 | 96 pcs SC/APC-SC/APC OS2 Simplex Adapter Set, Singlemode, Plastic housing, green color | june-26 | june-26 | 40 | 8052101435924 | 8536700090 | 15 years |  |  |  |  | 96 |  |  | Fiber Optic |  | 96 Bussole SC-SC APC OS2 Monomodale,Simplex
WPC-FA0-SC0100S96 | 96 pcs SC-SC OS2 Simplex Adapter Set, Singlemode, Plastic housing, blue color | june-26 | june-26 | 40 | 8052101435931 | 8536700090 | 15 years |  |  |  |  | 96 |  |  | Fiber Optic |  | 96 Bussole SC-SC OS2 Monomodale, Simplex
WPC-FA0-LC0101S96 | 96 pcs LC-LC OS2 Duplex Adapter Set, Singlemode,Plastic housing, blue color | june-26 | june-26 | 134 | 8052101435948 | 8536700090 | 15 years |  |  |  |  | 96 |  |  | Fiber Optic |  | 96 Bussole LC-LC OS2 Monomodale, Duplex
WPC-FA4-LC0201S96 | 96 pcs LC-LC OM4 Duplex Adapter Set, Multimode,Plastic housing, violet color | june-26 | june-26 | 134 | 8052101435955 | 8536700090 | 15 years |  |  |  |  | 96 |  |  | Fiber Optic |  | 96 Bussole LC-LC OM4 Multimodale, Duplex
Item number | Fiber-Optic Splices boxes and accessories
WPC-FCB-I0101 | FTTH Indoor IP20 Connectionbox 1 ports for Wall/3-module flush box | available |  | 6 | 8054392617935 | 9403208090 |  |  | White | [5 empty] | Fiber Optic |  | Scatola FTTH per 1 fibra da parete/503
WPC-FCB-I0104 | FTTH Indoor IP20 Connectionbox 4 ports for Wall/DIN-rail mounting | available |  | 8.39 | 8054392617553 | 9403208090 | 15 years |  | White | 0.6 |  |  | 20 |  | Fiber Optic |  | Scatola FTTH per 4 fibre da parete/guidaDIN
WPC-FCB-O0102 | FTTH Outdoor IP65 Connectionbox 2 ports | available |  | 23.98 | 8054392617560 | 9403208090 | 15 years |  | White | 0.6 |  |  | 20 |  | Fiber Optic |  | Scatola di terminazione ottica IP65 2 porte
WPC-FCB-O0104 | FTTH Outdoor IP65 Connectionbox 4 ports | available |  | 29.98 | 8054392617577 | 9403208090 | 15 years |  | White | 0.6 |  |  | 20 |  | Fiber Optic |  | Scatola di terminazione ottica IP65 4 porte
WPC-FCB-O0108 | FTTH Outdoor IP65 Connectionbox 8 ports | available |  | 50.36 | 8054392617584 | 9403208090 | 15 years |  | White | 0.6 |  |  | 20 |  | Fiber Optic |  | Scatola di terminazione ottica IP65 8 porte
WPC-FCB-O0116 | FTTH Outdoor IP65 Connectionbox 16 ports | available |  | 71.94 | 8054392617591 | 9403208090 | 15 years |  | White | 0.6 |  |  | 20 |  | Fiber Optic |  | Scatola di terminazione ottica IP65 16porte
WPC-FDC-O0124 | Dome Splice Closure IP68 for for Heat Splice Protection, 24 cores, 4 ports (1 oval + 3 round) | available |  | 65.95 | 8054392617898 | 9403208090 | 15 years |  | Black | 0.6 |  |  | 20 |  | Fiber Optic |  | Muffola Dome IP68 per 24 fibre, 4 porte
WPC-FDC-O0148 | Dome Splice Closure IP68 for for Heat Splice Protection, 48 cores, 4 ports (1 oval + 3 round) | available |  | 71.94 | 8054392617904 | 9403208090 | 15 years |  | Black | 0.6 |  |  | 20 |  | Fiber Optic |  | Muffola Dome IP68 per 48 fibre, 4 porte
WPC-FDC-O0224 | Inline Splice Closure IP68 for for Heat Splice Protection, 24 cores, 4 ports | available |  | 57 | 8052101432817 | 9403208090 | 15 years |  | Black | 0.6 |  |  | 20 |  | Fiber Optic |  | Muffola in linea IP68 per 24 fibre, 4 porte
WPC-FCB-I1112 | Professional Wall mount distribution box for 12 SC/sx or LC/dx adapters, Grey RAL7035 | available |  | 114.95 | 8054392617638 | 9403208090 | 15 years |  | White | [5 empty] | Fiber Optic |  | Box di permutazione per 12 fibre,255x287x62
WPC-FCB-I1124 | Professional Wall mount distribution box for 24 SC/sx or LC/dx adapters, Grey RAL7035 | available |  | 121 | 8054392617621 | 9403208090 | 15 years |  | White | [5 empty] | Fiber Optic |  | Box di permutazione per 24 fibre,392x289x56
WPC-FPB-06-G | DIN Rail distribution Box with 6SC simplex/LC duplex and 6SC duplex front panel without adapter, Grey RAL 7035 | available |  | 76.3 | 8054392614323 | 9403208090 | 15 years |  | Grey | 0.6 |  |  | 20 |  | Fiber Optic |  | Box ottico su guida DIN per 12 fibre
WPC-FPP-0124-B | 19" 1U sliding Splice box with front panel for 24 LC/dx or SC/sx, unassembled, Black RAL9007 | available |  | 72.6 | 8054392617645 | 9403208090 | 15 years |  | Black |  |  |  | 10 |  | Fiber Optic |  | Box ottico per rack19, 24 porte LC/dx-SC/sx
WPC-FPP-0224-B | 19" 1U Professional sliding Splice box with double front panels 24 SC/dx & 24 LC/dx, unassembled, Black RAL9007 | available |  | 90.51 | 8054392617652 | 9403208090 | 15 years |  | Black |  |  |  | 10 |  | Fiber Optic |  | Box ottico per rack19, 24 porte LC/dx-SC/dx
WPC-FCB-I2048 | FTTH Wall mount distribution box for 48 cores, 48 SC/sx adapters, Grey RAL7035 | available |  | 179.85 | 8054392619069 | 9403208090 | 15 years |  | White |  |  |  | 10 |  | Fiber Optic |  | CSOE FTTH in 48 porte con 6 vassoi
WPC-FSB-O01 | FTTH Outdoor IP65 Storebox | available |  | 23.98 | 8054392617607 | 9403208090 | 15 years |  | White | [5 empty] | Fiber Optic |  | Scatola IP65 immagazzinaggio fibra
WPN-AVA-SB01 | 19" 1U Storebox, Black RAL9007 | available |  | 71.94 | 8054392617614 | 9403208090 | 15 years |  | Black | [5 empty] | Fiber Optic |  | Cassetto rack19 per immagazzinaggio fibra
WPC-FST-B24 | Splice Tray with cover and 2x6 holder for Heat Splice Protection | available |  | 3.39 | 8054392617676 | 8536700090 | 15 years |  | White | [5 empty] | Fiber Optic |  | Vassoio portagiunti con coperchio e 2 supp.
WPC-FST-BP24 | Smartness Fiber Splice tray for 24 heat shrink tube | available |  | 11 | 8052101431179 | 8517709000 | 15 years |  | Red | [7 empty] | Vassoio portagiunti professionale 24 fibre
WPC-FOA-CM01 | Smartness Fiber Cable Management | available |  | 5.5 | 8052101431186 | 8517709000 | 15 years |  | Red | [7 empty] | Disco modulare gestione cavi fibra
WPC-FST-0129SCA-020 | Pre-assembled Splice Tray with 12 Singlemode Coloured Pigtail, 9/125 SC (APC) G657A1 2 mt. | available |  | 50.82 | 8054392617683 | 8536700090 | 15 years | [7 empty] | Fiber Optic |  | Set vassoio+12 Pigtail OS2 SM,9/125 SC(APC)
WPC-FST-0129SC-020 | Pre-assembled Splice Tray with 12 Singlemode Coloured Pigtail, 9/125 SC 2 mt. OS2 | available |  | 48.4 | 8054392617690 | 8536700090 | 15 years | [7 empty] | Fiber Optic |  | Set vassoio+12 Pigtail OS2 SM,9/125 SC
WPC-FST-3129SC-020 | Pre-assembled Splice Tray with 12 Multimode Coloured Pigtail, 50/125 SC 2 mt. OM3 | available |  | 49.61 | 8054392617706 | 8536700090 | 15 years | [7 empty] | Fiber Optic |  | Set vassoio+12 Pigtail OM3 MM,50/125 SC
WPC-FST-4129SC-020 | Pre-assembled Splice Tray with 12 Multimode Coloured Pigtail, 50/125 SC 2 mt. OM4 | available |  | 54.45 | 8054392617713 | 8536700090 | 15 years | [7 empty] | Fiber Optic |  | Set vassoio+12 Pigtail OM4 MM,50/125 SC
WPC-FST-0129LC-020 | Pre-assembled Splice Tray with 12 Singlemode Coloured Pigtail, 9/125 LC 2 mt. OS2 | available |  | 48.4 | 8054392617720 | 8536700090 | 15 years | [7 empty] | Fiber Optic |  | Set vassoio+12 Pigtail OS2 SM,9/125 LC
WPC-FST-3129LC-020 | Pre-assembled Splice Tray with 12 Multimode Coloured Pigtail, 50/125 LC 2 mt. OM3 | available |  | 50.82 | 8054392617737 | 8536700090 | 15 years | [7 empty] | Fiber Optic |  | Set vassoio+12 Pigtail OM3 MM,50/125 LC
WPC-FST-4129LC-020 | Pre-assembled Splice Tray with 12 Multimode Coloured Pigtail, 50/125 LC 2 mt. OM4 | available |  | 56.87 | 8054392617744 | 8536700090 | 15 years | [7 empty] | Fiber Optic |  | Set vassoio+12 Pigtail OM4 MM,50/125 LC
WPC-FOA-DC01 | Dust cover LC Duplex/SC Simplex, Black, 10 pcs set | available |  | 4.66 | 8056045874207 | 8536700090 | 15 years |  | Black | [5 empty] | Fiber Optic |  | Tappo copriforo LC Dx/SC Sx, kit da 10 pz.
WPC-FOA-DC02 | Dust cover SC Duplex, Black, 10 pcs set | available |  | 5.83 | 8056045874214 | 8536700090 | 15 years |  | Black | [5 empty] | Fiber Optic |  | Tappo copriforo SC SC Dx, kit da 10 pz.
WPC-FOA-HSP3-45 | Heat shrink splice protection Ø3mm, 45mm Length, 100 pcs set | available |  | 14.52 | 8054392617911 | 8536700090 | 15 years | [7 empty] | Fiber Optic |  | Coprigiunti termorestringenti 45 mm 100pz
WPC-FOA-HSP3-60 | Heat shrink splice protection Ø3mm, 60mm Length, 100 pcs set | available |  | 14.52 | 8054392617669 | 8536700090 | 15 years | [7 empty] | Fiber Optic |  | Coprigiunti termorestringenti 6 mm 100pz
WPC-FOA-CW01 | Fiber optic cleaning platform with 280 wipes | available |  | 9 | 8052101433258 | 8536700090 | 15 years | [7 empty] | Fiber Optic |  | Salviette di pulizia per fibra ottica,280pz
Item number | Fiber-Optic FTTH accessories
WPC-FTH-49SCA-300 | FTTH Preterminated Connectionbox SC/APC 4 FO with Drop cable G657A2 LSZH, 30meter | available |  | 67.76 | 8054392617751 | 8536700090 | 15 years | [7 empty] | Fiber Optic |  | STOA preterminato SC/APC, 4 FO cavo 30 mt
WPC-FTH-49SCA-500 | FTTH Preterminated Connectionbox SC/APC 4 FO with Drop cable G657A2 LSZH, 50meter | available |  | 87.12 | 8054392617768 | 8536700090 | 15 years | [7 empty] | Fiber Optic |  | STOA preterminato SC/APC, 4 FO cavo 50 mt
WPC-FTH-49SCA-1000 | FTTH Preterminated Connectionbox SC/APC 4 FO with Drop cable G657A2 LSZH, 100meter | available |  | 148 | 8052101431216 | 8536700090 | 15 years | [7 empty] | Fiber Optic |  | STOA preterminato SC/APC, 4 FO cavo 100 mt
WPC-FTH-49LC-300 | FTTH Preterminated Connectionbox LC/UPC 4 FO with Drop cable G657A2 LSZH, 30meter | available |  | 71.2 | 8054392619557 | 8536700090 | 15 years | [7 empty] | Fiber Optic |  | STOA preterminato LC/APC, 4 FO cavo 30 mt
WPC-FTH-49LC-500 | FTTH Preterminated Connectionbox LC/UPC 4 FO with Drop cable G657A2 LSZH, 50meter | available |  | 96.8 | 8054392619564 | 8536700090 | 15 years | [7 empty] | Fiber Optic |  | STOA preterminato LC/APC, 4 FO cavo 50 mt
WPC-FTH-49LC-1000 | FTTH Preterminated Connectionbox LC/UPC 4 FO with Drop cable G657A2 LSZH, 100meter | available |  | 152 | 8054392612732 | 8536700090 | 15 years | [7 empty] | Fiber Optic |  | STOA preterminato LC/APC, 4 FO cavo 100 mt
WPC-FTH-89SCA-300 | CATV Preterminated SC/APC 8 FO cable G657A2 LSZH, 30 meter | available |  | 101.64 | 8054392617775 | 8536700090 | 15 years | [7 empty] | Fiber Optic |  | FTTH Kit preterminato SC/APC, 8FO cavo 30mt
WPC-FTH-89SCA-500 | CATV Preterminated SC/APC 8 FO cable G657A2 LSZH, 50 meter | available |  | 151.25 | 8054392617782 | 8536700090 | 15 years | [7 empty] | Fiber Optic |  | FTTH Kit preterminato SC/APC, 8FO cavo 50mt
WPC-FTH-PLC4SCA | Fiber Optical PLC Splitter Singlemode G657A1 SC/APC 1 to 4 | available |  | 20.38 | 8054392617799 | 8536700090 | 15 years | [7 empty] | Fiber Optic |  | Splitter monomodale 1 a 4 SC/APC
WPC-FTH-PLC8SCA | Fiber Optical PLC Splitter Singlemode G657A1 SC/APC 1 to 8 | available |  | 29.98 | 8054392617805 | 8536700090 | 15 years | [7 empty] | Fiber Optic |  | Splitter monomodale 1 a 8 SC/APC
WPC-FTH-PLC16SCA | Fiber Optical PLC Splitter Singlemode G657A1 SC/APC 1 to 16 | available |  | 51.56 | 8054392614422 | 8536700090 | 15 years | [7 empty] | Fiber Optic |  | Splitter monomodale 1 a 16 SC/APC
WPC-FTH-PLC32SCA | Fiber Optical PLC Splitter Singlemode G657A1 SC/APC 1 to 32 | available |  | 97.12 | 8054392612749 | 8536700090 | 15 years | [7 empty] | Fiber Optic |  | Splitter monomodale 1 a 32 SC/APC
Item number | Fiber-Optic Simplex Patch Cables, OS2 G657.A1
WPC-FP0-S9SCASCA-005 | Fiber Optic Singlemode Simplex Patch Cord ,9/125 SC/APC-SC/APC, 0,5 mt. OS2 G657A1 ,LSZH, yellow color | available |  | 9.5 | 8054392617812 | 8536700090 | 15 years | [7 empty] | Fiber Optic |  | Patchcord 9/125 SC-SC(APC), 0,5m. Simplex
WPC-FP0-S9SCASCA-010 | Fiber Optic Singlemode Simplex Patch Cord ,9/125 SC/APC-SC/APC, 1 mt. OS2 G657A1 ,LSZH, yellow color | available |  | 10.45 | 8054392617829 | 8536700090 | 15 years | [7 empty] | Fiber Optic |  | Patchcord 9/125 SC-SC(APC), 1m. Simplex
WPC-FP0-S9SCASCA-020 | Fiber Optic Singlemode Simplex Patch Cord ,9/125 SC/APC-SC/APC, 2 mt. OS2 G657A1 ,LSZH, yellow color | available |  | 11.4 | 8054392617836 | 8536700090 | 15 years | [7 empty] | Fiber Optic |  | Patchcord 9/125 SC-SC(APC), 2m. Simplex
WPC-FP0-S9SCASCA-030 | Fiber Optic Singlemode Simplex Patch Cord ,9/125 SC/APC-SC/APC, 3 mt. OS2 G657A1 ,LSZH, yellow color | available |  | 12.35 | 8054392617843 | 8536700090 | 15 years | [7 empty] | Fiber Optic |  | Patchcord 9/125 SC-SC(APC), 3m. Simplex
WPC-FP0-S9SCASCA-050 | Fiber Optic Singlemode Simplex Patch Cord ,9/125 SC/APC-SC/APC, 5 mt. OS2 G657A1 ,LSZH, yellow color | available |  | 14.25 | 8054392617850 | 8536700090 | 15 years | [7 empty] | Fiber Optic |  | Patchcord 9/125 SC-SC(APC), 5m. Simplex
WPC-FP0-S9SCASC-020 | Fiber Optic Singlemode Simplex Patch Cord ,9/125 SC/APC-SC/UPC, 2 mt. OS2 G657A1 ,LSZH, yellow color | available |  | 5 | 8052101430288 | 8536700090 | 15 years | [7 empty] | Fiber Optic |  | Patchcord 9/125 SC(APC)-SC, 2m. Simplex
WPC-FP0-S9SCALC-020 | Fiber Optic Singlemode Simplex Patch Cord ,9/125 SC/APC-LC/UPC, 2 mt. OS2 G657A1 ,LSZH, yellow color | available |  | 5 | 8052101430295 | 8536700090 | 15 years | [7 empty] | Fiber Optic |  | Patchcord 9/125 SC(APC)-LC, 2m. Simplex
WPC-FP0-S9SCLC-020 | Fiber Optic Singlemode Simplex Patch Cord ,9/125 SC/UPC-LC/UPC, 2 mt. OS2 G657A1 ,LSZH, yellow color | available |  | 5 | 8052101430301 | 8536700090 | 15 years | [7 empty] | Fiber Optic |  | Patchcord 9/125 SC-LC, 2m. Simplex
WPC-FP0-S9SCLCA-020 | Fiber Optic Singlemode Simplex Patch Cord ,9/125 SC/UPC-LC/APC, 2 mt. OS2 G657A1 ,LSZH, yellow color | available |  | 5 | 8052101430318 | 8536700090 | 15 years | [7 empty] | Fiber Optic |  | Patchcord 9/125 SC-LC(APC), 2m. Simplex
Item number | Fiber-Optic Patch Cables, OS2
WPC-FP0-9LCLC-005 | Fiber Optic Singlemode Patch Cord ,9/125 LC-LC, 0,5 mt. OS2 ,LSZH, yellow color | available |  | 9.5665 | 8056045872098 | 8536700090 | 15 years |  | Yellow | [5 empty] | Fiber Optic |  | Patchcord monomodale,9/125 LC-LC,0,5m. OS2
WPC-FP0-9LCLC-010 | Fiber Optic Singlemode Patch Cord ,9/125 LC-LC, 1 mt. OS2 ,LSZH, yellow color | available |  | 9.8705 | 8056045872104 | 8536700090 | 15 years |  | Yellow | [5 empty] | Fiber Optic |  | Patchcord monomodale,9/125 LC-LC,1m. OS2
WPC-FP0-9LCLC-020 | Fiber Optic Singlemode Patch Cord ,9/125 LC-LC, 2 mt. OS2 ,LSZH, yellow color | available |  | 10.2695 | 8056045872111 | 8536700090 | 15 years |  | Yellow | [5 empty] | Fiber Optic |  | Patchcord monomodale,9/125 LC-LC,2m. OS2
WPC-FP0-9LCLC-030 | Fiber Optic Singlemode Patch Cord ,9/125 LC-LC, 3 mt. OS2 ,LSZH, yellow color | available |  | 10.678 | 8056045872128 | 8536700090 | 15 years |  | Yellow | [5 empty] | Fiber Optic |  | Patchcord monomodale,9/125 LC-LC,3m. OS2
WPC-FP0-9LCLC-050 | Fiber Optic Singlemode Patch Cord ,9/125 LC-LC, 5 mt. OS2 ,LSZH, yellow color | available |  | 11.685 | 8056045872135 | 8536700090 | 15 years |  | Yellow | [5 empty] | Fiber Optic |  | Patchcord monomodale,9/125 LC-LC,5m. OS2
WPC-FP0-9LCLC-075 | Fiber Optic Singlemode Patch Cord ,9/125 LC-LC, 7,5 mt. OS2 ,LSZH, yellow color | available |  | 13.5945 | 8056045872142 | 8536700090 | 15 years |  | Yellow | [5 empty] | Fiber Optic |  | Patchcord monomodale,9/125 LC-LC,7,5m. OS2
WPC-FP0-9LCLC-100 | Fiber Optic Singlemode Patch Cord ,9/125 LC-LC, 10 mt. OS2 ,LSZH, yellow color | available |  | 14.6015 | 8056045872159 | 8536700090 | 15 years |  | Yellow | [5 empty] | Fiber Optic |  | Patchcord monomodale,9/125 LC-LC,10m. OS2
WPC-FP0-9LCSC-005 | Fiber Optic Singlemode Patch Cord ,9/125 LC-SC, 0,5 mt. OS2 ,LSZH, yellow color | available |  | 9.5665 | 8056045872302 | 8536700090 | 15 years |  | Yellow | [5 empty] | Fiber Optic |  | Patchcord monomodale,9/125 LC-SC,0,5m. OS2
WPC-FP0-9LCSC-010 | Fiber Optic Singlemode Patch Cord ,9/125 LC-SC, 1 mt. OS2 ,LSZH, yellow color | available |  | 9.8705 | 8056045872319 | 8536700090 | 15 years |  | Yellow | [5 empty] | Fiber Optic |  | Patchcord monomodale,9/125 LC-SC,1m. OS2
WPC-FP0-9LCSC-020 | Fiber Optic Singlemode Patch Cord ,9/125 LC-SC, 2 mt. OS2 ,LSZH, yellow color | available |  | 10.2695 | 8056045872326 | 8536700090 | 15 years |  | Yellow | [5 empty] | Fiber Optic |  | Patchcord monomodale,9/125 LC-SC,2m. OS2
WPC-FP0-9LCSC-030 | Fiber Optic Singlemode Patch Cord ,9/125 LC-SC, 3 mt. OS2 ,LSZH, yellow color | available |  | 10.678 | 8056045872333 | 8536700090 | 15 years |  | Yellow | [5 empty] | Fiber Optic |  | Patchcord monomodale,9/125 LC-SC,3m. OS2
WPC-FP0-9LCSC-050 | Fiber Optic Singlemode Patch Cord ,9/125 LC-SC, 5 mt. OS2 ,LSZH, yellow color | available |  | 11.685 | 8056045872340 | 8536700090 | 15 years |  | Yellow | [5 empty] | Fiber Optic |  | Patchcord monomodale,9/125 LC-SC,5m. OS2
WPC-FP0-9LCSC-075 | Fiber Optic Singlemode Patch Cord ,9/125 LC-SC, 7,5 mt. OS2 ,LSZH, yellow color | available |  | 13.5945 | 8056045872357 | 8536700090 | 15 years |  | Yellow | [5 empty] | Fiber Optic |  | Patchcord monomodale,9/125 LC-SC,7,5m. OS2
WPC-FP0-9LCSC-100 | Fiber Optic Singlemode Patch Cord ,9/125 LC-SC, 10 mt. OS2 ,LSZH, yellow color | available |  | 14.6015 | 8056045872364 | 8536700090 | 15 years |  | Yellow | [5 empty] | Fiber Optic |  | Patchcord monomodale,9/125 LC-SC,10m. OS2
WPC-FP0-9LCST-005 | Fiber Optic Singlemode Patch Cord ,9/125 LC-ST, 0,5 mt. OS2 ,LSZH, yellow color | available |  | 9.5665 | 8056045872371 | 8536700090 | 15 years |  | Yellow | [5 empty] | Fiber Optic |  | Patchcord monomodale,9/125 LC-ST,0,5m. OS2
WPC-FP0-9LCST-010 | Fiber Optic Singlemode Patch Cord ,9/125 LC-ST, 1 mt. OS2 ,LSZH, yellow color | available |  | 9.8705 | 8056045872388 | 8536700090 | 15 years |  | Yellow | [5 empty] | Fiber Optic |  | Patchcord monomodale,9/125 LC-ST,1m. OS2
WPC-FP0-9LCST-020 | Fiber Optic Singlemode Patch Cord ,9/125 LC-ST, 2 mt. OS2 ,LSZH, yellow color | available |  | 10.2695 | 8056045872395 | 8536700090 | 15 years |  | Yellow | [5 empty] | Fiber Optic |  | Patchcord monomodale,9/125 LC-ST,2m. OS2
WPC-FP0-9LCST-030 | Fiber Optic Singlemode Patch Cord ,9/125 LC-ST, 3 mt. OS2 ,LSZH, yellow color | available |  | 10.678 | 8056045872401 | 8536700090 | 15 years |  | Yellow | [5 empty] | Fiber Optic |  | Patchcord monomodale,9/125 LC-ST,3m. OS2
WPC-FP0-9LCST-050 | Fiber Optic Singlemode Patch Cord ,9/125 LC-ST, 5 mt. OS2 ,LSZH, yellow color | available |  | 11.685 | 8056045872418 | 8536700090 | 15 years |  | Yellow | [5 empty] | Fiber Optic |  | Patchcord monomodale,9/125 LC-ST,5m. OS2
WPC-FP0-9LCST-075 | Fiber Optic Singlemode Patch Cord ,9/125 LC-ST, 7,5 mt. OS2 ,LSZH, yellow color | available |  | 13.5945 | 8056045872425 | 8536700090 | 15 years |  | Yellow | [5 empty] | Fiber Optic |  | Patchcord monomodale,9/125 LC-ST,7,5m. OS2
WPC-FP0-9LCST-100 | Fiber Optic Singlemode Patch Cord ,9/125 LC-ST, 10 mt. OS2 ,LSZH, yellow color | available |  | 14.6015 | 8056045872432 | 8536700090 | 15 years |  | Yellow | [5 empty] | Fiber Optic |  | Patchcord monomodale,9/125 LC-ST,10m. OS2
WPC-FP0-9SCSC-005 | Fiber Optic Singlemode Patch Cord ,9/125 SC-SC, 0,5 mt. OS2 ,LSZH, yellow color | available |  | 9.5665 | 8056045872166 | 8536700090 | 15 years |  | Yellow | [5 empty] | Fiber Optic |  | Patchcord monomodale,9/125 SC-SC,0,5m. OS2
WPC-FP0-9SCSC-010 | Fiber Optic Singlemode Patch Cord ,9/125 SC-SC, 1 mt. OS2 ,LSZH, yellow color | available |  | 9.8705 | 8056045872173 | 8536700090 | 15 years |  | Yellow | [5 empty] | Fiber Optic |  | Patchcord monomodale,9/125 SC-SC,1m. OS2
WPC-FP0-9SCSC-020 | Fiber Optic Singlemode Patch Cord ,9/125 SC-SC, 2 mt. OS2 ,LSZH, yellow color | available |  | 10.2695 | 8056045872180 | 8536700090 | 15 years |  | Yellow | [5 empty] | Fiber Optic |  | Patchcord monomodale,9/125 SC-SC,2m. OS2
WPC-FP0-9SCSC-030 | Fiber Optic Singlemode Patch Cord ,9/125 SC-SC, 3 mt. OS2 ,LSZH, yellow color | available |  | 10.678 | 8056045872197 | 8536700090 | 15 years |  | Yellow | [5 empty] | Fiber Optic |  | Patchcord monomodale,9/125 SC-SC,3m. OS2
WPC-FP0-9SCSC-050 | Fiber Optic Singlemode Patch Cord ,9/125 SC-SC, 5 mt. OS2 ,LSZH, yellow color | available |  | 11.685 | 8056045872203 | 8536700090 | 15 years |  | Yellow | [5 empty] | Fiber Optic |  | Patchcord monomodale,9/125 SC-SC,5m. OS2
WPC-FP0-9SCSC-075 | Fiber Optic Singlemode Patch Cord ,9/125 SC-SC, 7,5 mt. OS2 ,LSZH, yellow color | available |  | 13.5945 | 8056045872210 | 8536700090 | 15 years |  | Yellow | [5 empty] | Fiber Optic |  | Patchcord monomodale,9/125 SC-SC,7,5m. OS2
WPC-FP0-9SCSC-100 | Fiber Optic Singlemode Patch Cord ,9/125 SC-SC, 10 mt. OS2 ,LSZH, yellow color | available |  | 14.6015 | 8056045872227 | 8536700090 | 15 years |  | Yellow | [5 empty] | Fiber Optic |  | Patchcord monomodale,9/125 SC-SC,10m. OS2
WPC-FP0-9STSC-005 | Fiber Optic Singlemode Patch Cord ,9/125 ST-SC, 0,5 mt. OS2 ,LSZH, yellow color | available |  | 9.5665 | 8056045872449 | 8536700090 | 15 years |  | Yellow | [5 empty] | Fiber Optic |  | Patchcord monomodale,9/125 ST-SC,0,5m. OS2
WPC-FP0-9STSC-010 | Fiber Optic Singlemode Patch Cord ,9/125 ST-SC, 1 mt. OS2 ,LSZH, yellow color | available |  | 9.8705 | 8056045872456 | 8536700090 | 15 years |  | Yellow | [5 empty] | Fiber Optic |  | Patchcord monomodale,9/125 ST-SC,1m. OS2
WPC-FP0-9STSC-020 | Fiber Optic Singlemode Patch Cord ,9/125 ST-SC, 2 mt. OS2 ,LSZH, yellow color | available |  | 10.2695 | 8056045872463 | 8536700090 | 15 years |  | Yellow | [5 empty] | Fiber Optic |  | Patchcord monomodale,9/125 ST-SC,2m. OS2
WPC-FP0-9STSC-030 | Fiber Optic Singlemode Patch Cord ,9/125 ST-SC, 3 mt. OS2 ,LSZH, yellow color | available |  | 10.678 | 8056045872470 | 8536700090 | 15 years |  | Yellow | [5 empty] | Fiber Optic |  | Patchcord monomodale,9/125 ST-SC,3m. OS2
WPC-FP0-9STSC-050 | Fiber Optic Singlemode Patch Cord ,9/125 ST-SC, 5 mt. OS2 ,LSZH, yellow color | available |  | 11.685 | 8056045872487 | 8536700090 | 15 years |  | Yellow | [5 empty] | Fiber Optic |  | Patchcord monomodale,9/125 ST-SC,5m. OS2
WPC-FP0-9STSC-075 | Fiber Optic Singlemode Patch Cord ,9/125 ST-SC, 7,5 mt. OS2 ,LSZH, yellow color | available |  | 13.5945 | 8056045872494 | 8536700090 | 15 years |  | Yellow | [5 empty] | Fiber Optic |  | Patchcord monomodale,9/125 ST-SC,7,5m. OS2
WPC-FP0-9STSC-100 | Fiber Optic Singlemode Patch Cord ,9/125 ST-SC, 10 mt. OS2 ,LSZH, yellow color | available |  | 14.6015 | 8056045872500 | 8536700090 | 15 years |  | Yellow | [5 empty] | Fiber Optic |  | Patchcord monomodale,9/125 ST-SC,10m. OS2
WPC-FP0-9STST-005 | Fiber Optic Singlemode Patch Cord ,9/125 ST-ST, 0,5 mt. OS2 ,LSZH, yellow color | available |  | 11.628 | 8056045872234 | 8536700090 | 15 years |  | Yellow | [5 empty] | Fiber Optic |  | Patchcord monomodale,9/125 ST-ST,0,5m. OS2
WPC-FP0-9STST-010 | Fiber Optic Singlemode Patch Cord ,9/125 ST-ST, 1 mt. OS2 ,LSZH, yellow color | available |  | 12.0555 | 8056045872241 | 8536700090 | 15 years |  | Yellow | [5 empty] | Fiber Optic |  | Patchcord monomodale,9/125 ST-ST,1m. OS2
WPC-FP0-9STST-020 | Fiber Optic Singlemode Patch Cord ,9/125 ST-ST, 2 mt. OS2 ,LSZH, yellow color | available |  | 12.5875 | 8056045872258 | 8536700090 | 15 years |  | Yellow | [5 empty] | Fiber Optic |  | Patchcord monomodale,9/125 ST-ST,2m. OS2
WPC-FP0-9STST-030 | Fiber Optic Singlemode Patch Cord ,9/125 ST-ST, 3 mt. OS2 ,LSZH, yellow color | available |  | 13.319 | 8056045872265 | 8536700090 | 15 years |  | Yellow | [5 empty] | Fiber Optic |  | Patchcord monomodale,9/125 ST-ST,3m. OS2
WPC-FP0-9STST-050 | Fiber Optic Singlemode Patch Cord ,9/125 ST-ST, 5 mt. OS2 ,LSZH, yellow color | available |  | 14.801 | 8056045872272 | 8536700090 | 15 years |  | Yellow | [5 empty] | Fiber Optic |  | Patchcord monomodale,9/125 ST-ST,5m. OS2
WPC-FP0-9STST-075 | Fiber Optic Singlemode Patch Cord ,9/125 ST-ST, 7,5 mt. OS2 ,LSZH, yellow color | available |  | 16.492 | 8056045872289 | 8536700090 | 15 years |  | Yellow | [5 empty] | Fiber Optic |  | Patchcord monomodale,9/125 ST-ST,7,5m. OS2
WPC-FP0-9STST-100 | Fiber Optic Singlemode Patch Cord ,9/125 ST-ST, 10 mt. OS2 ,LSZH, yellow color | available |  | 19.0285 | 8056045872296 | 8536700090 | 15 years |  | Yellow | [5 empty] | Fiber Optic |  | Patchcord monomodale,9/125 ST-ST,10m. OS2
Item number | Fiber-Optic Patch Cables, OM1
WPC-FP1-6LCLC-005 | Fiber Optic Multimode Patch Cord ,62,5/125 LC-LC, 0,5 mt. OM1 ,LSZH, orange color | available |  | 11.8 | 8056045872517 | 8536700090 | 15 years |  | Orange | [5 empty] | Fiber Optic |  | Patchcord multim.,62,5/125 LC-LC,0,5m. OM1
WPC-FP1-6LCLC-010 | Fiber Optic Multimode Patch Cord ,62,5/125 LC-LC, 1 mt. OM1 ,LSZH, orange color | available |  | 12.47 | 8056045872524 | 8536700090 | 15 years |  | Orange | [5 empty] | Fiber Optic |  | Patchcord multim.,62,5/125 LC-LC,1m. OM1
WPC-FP1-6LCLC-020 | Fiber Optic Multimode Patch Cord ,62,5/125 LC-LC, 2 mt. OM1 ,LSZH, orange color | available |  | 13.8 | 8056045872531 | 8536700090 | 15 years |  | Orange | [5 empty] | Fiber Optic |  | Patchcord multim.,62,5/125 LC-LC,2m. OM1
WPC-FP1-6LCLC-030 | Fiber Optic Multimode Patch Cord ,62,5/125 LC-LC, 3 mt. OM1 ,LSZH, orange color | available |  | 15.14 | 8056045872548 | 8536700090 | 15 years |  | Orange | [5 empty] | Fiber Optic |  | Patchcord multim.,62,5/125 LC-LC,3m. OM1
WPC-FP1-6LCLC-050 | Fiber Optic Multimode Patch Cord ,62,5/125 LC-LC, 5 mt. OM1 ,LSZH, orange color | available |  | 17.81 | 8056045872555 | 8536700090 | 15 years |  | Orange | [5 empty] | Fiber Optic |  | Patchcord multim.,62,5/125 LC-LC,5m. OM1
WPC-FP1-6LCLC-075 | Fiber Optic Multimode Patch Cord ,62,5/125 LC-LC, 7,5 mt. OM1 ,LSZH, orange color | available |  | 21.15 | 8056045872562 | 8536700090 | 15 years |  | Orange | [5 empty] | Fiber Optic |  | Patchcord multim.,62,5/125 LC-LC,7,5m. OM1
WPC-FP1-6LCLC-100 | Fiber Optic Multimode Patch Cord ,62,5/125 LC-LC, 10 mt. OM1 ,LSZH, orange color | available |  | 25.15 | 8056045872579 | 8536700090 | 15 years |  | Orange | [5 empty] | Fiber Optic |  | Patchcord multim.,62,5/125 LC-LC,10m. OM1
WPC-FP1-6LCSC-005 | Fiber Optic Multimode Patch Cord ,62,5/125 LC-SC, 0,5 mt. OM1 ,LSZH, orange color | available |  | 11.8 | 8056045872722 | 8536700090 | 15 years |  | Orange | [5 empty] | Fiber Optic |  | Patchcord multim.,62,5/125 LC-SC,0,5m. OM1
WPC-FP1-6LCSC-010 | Fiber Optic Multimode Patch Cord ,62,5/125 LC-SC, 1 mt. OM1 ,LSZH, orange color | available |  | 12.47 | 8056045872739 | 8536700090 | 15 years |  | Orange | [5 empty] | Fiber Optic |  | Patchcord multim.,62,5/125 LC-SC,1m. OM1
WPC-FP1-6LCSC-020 | Fiber Optic Multimode Patch Cord ,62,5/125 LC-SC, 2 mt. OM1 ,LSZH, orange color | available |  | 13.8 | 8056045872746 | 8536700090 | 15 years |  | Orange | [5 empty] | Fiber Optic |  | Patchcord multim.,62,5/125 LC-SC,2m. OM1
WPC-FP1-6LCSC-030 | Fiber Optic Multimode Patch Cord ,62,5/125 LC-SC, 3 mt. OM1 ,LSZH, orange color | available |  | 15.14 | 8056045872753 | 8536700090 | 15 years |  | Orange | [5 empty] | Fiber Optic |  | Patchcord multim.,62,5/125 LC-SC,3m. OM1
WPC-FP1-6LCSC-050 | Fiber Optic Multimode Patch Cord ,62,5/125 LC-SC, 5 mt. OM1 ,LSZH, orange color | available |  | 17.81 | 8056045872760 | 8536700090 | 15 years |  | Orange | [5 empty] | Fiber Optic |  | Patchcord multim.,62,5/125 LC-SC,5m. OM1
WPC-FP1-6LCSC-075 | Fiber Optic Multimode Patch Cord ,62,5/125 LC-SC, 7,5 mt. OM1 ,LSZH, orange color | available |  | 21.15 | 8056045872777 | 8536700090 | 15 years |  | Orange | [5 empty] | Fiber Optic |  | Patchcord multim.,62,5/125 LC-SC,7,5m. OM1
WPC-FP1-6LCSC-100 | Fiber Optic Multimode Patch Cord ,62,5/125 LC-SC, 10 mt. OM1 ,LSZH, orange color | available |  | 25.15 | 8056045872784 | 8536700090 | 15 years |  | Orange | [5 empty] | Fiber Optic |  | Patchcord multim.,62,5/125 LC-SC,10m. OM1
WPC-FP1-6LCST-005 | Fiber Optic Multimode Patch Cord ,62,5/125 LC-ST, 0,5 mt. OM1 ,LSZH, orange color | available |  | 11.8 | 8056045872791 | 8536700090 | 15 years |  | Orange | [5 empty] | Fiber Optic |  | Patchcord multim.,62,5/125 LC-ST,0,5m. OM1
WPC-FP1-6LCST-010 | Fiber Optic Multimode Patch Cord ,62,5/125 LC-ST, 1 mt. OM1 ,LSZH, orange color | available |  | 12.47 | 8056045872807 | 8536700090 | 15 years |  | Orange | [5 empty] | Fiber Optic |  | Patchcord multim.,62,5/125 LC-ST,1m. OM1
WPC-FP1-6LCST-020 | Fiber Optic Multimode Patch Cord ,62,5/125 LC-ST, 2 mt. OM1 ,LSZH, orange color | available |  | 13.8 | 8056045872814 | 8536700090 | 15 years |  | Orange | [5 empty] | Fiber Optic |  | Patchcord multim.,62,5/125 LC-ST,2m. OM1
WPC-FP1-6LCST-030 | Fiber Optic Multimode Patch Cord ,62,5/125 LC-ST, 3 mt. OM1 ,LSZH, orange color | available |  | 15.14 | 8056045872821 | 8536700090 | 15 years |  | Orange | [5 empty] | Fiber Optic |  | Patchcord multim.,62,5/125 LC-ST,3m. OM1
WPC-FP1-6LCST-050 | Fiber Optic Multimode Patch Cord ,62,5/125 LC-ST, 5 mt. OM1 ,LSZH, orange color | available |  | 17.81 | 8056045872838 | 8536700090 | 15 years |  | Orange | [5 empty] | Fiber Optic |  | Patchcord multim.,62,5/125 LC-ST,5m. OM1
WPC-FP1-6LCST-075 | Fiber Optic Multimode Patch Cord ,62,5/125 LC-ST, 7,5 mt. OM1 ,LSZH, orange color | available |  | 21.15 | 8056045872845 | 8536700090 | 15 years |  | Orange | [5 empty] | Fiber Optic |  | Patchcord multim.,62,5/125 LC-ST,7,5m. OM1
WPC-FP1-6LCST-100 | Fiber Optic Multimode Patch Cord ,62,5/125 LC-ST, 10 mt. OM1 ,LSZH, orange color | available |  | 25.15 | 8056045872852 | 8536700090 | 15 years |  | Orange | [5 empty] | Fiber Optic |  | Patchcord multim.,62,5/125 LC-ST,10m. OM1
WPC-FP1-6SCSC-005 | Fiber Optic Multimode Patch Cord ,62,5/125 SC-SC, 0,5 mt. OM1 ,LSZH, orange color | available |  | 11.8 | 8056045872586 | 8536700090 | 15 years |  | Orange | [5 empty] | Fiber Optic |  | Patchcord multim.,62,5/125 SC-SC,0,5m. OM1
WPC-FP1-6SCSC-010 | Fiber Optic Multimode Patch Cord ,62,5/125 SC-SC, 1 mt. OM1 ,LSZH, orange color | available |  | 12.47 | 8056045872593 | 8536700090 | 15 years |  | Orange | [5 empty] | Fiber Optic |  | Patchcord multim.,62,5/125 SC-SC,1m. OM1
WPC-FP1-6SCSC-020 | Fiber Optic Multimode Patch Cord ,62,5/125 SC-SC, 2 mt. OM1 ,LSZH, orange color | available |  | 13.8 | 8056045872609 | 8536700090 | 15 years |  | Orange | [5 empty] | Fiber Optic |  | Patchcord multim.,62,5/125 SC-SC,2m. OM1
WPC-FP1-6SCSC-030 | Fiber Optic Multimode Patch Cord ,62,5/125 SC-SC, 3 mt. OM1 ,LSZH, orange color | available |  | 15.14 | 8056045872616 | 8536700090 | 15 years |  | Orange | [5 empty] | Fiber Optic |  | Patchcord multim.,62,5/125 SC-SC,3m. OM1
WPC-FP1-6SCSC-050 | Fiber Optic Multimode Patch Cord ,62,5/125 SC-SC, 5 mt. OM1 ,LSZH, orange color | available |  | 17.81 | 8056045872623 | 8536700090 | 15 years |  | Orange | [5 empty] | Fiber Optic |  | Patchcord multim.,62,5/125 SC-SC,5m. OM1
WPC-FP1-6SCSC-075 | Fiber Optic Multimode Patch Cord ,62,5/125 SC-SC, 7,5 mt. OM1 ,LSZH, orange color | available |  | 21.15 | 8056045872630 | 8536700090 | 15 years |  | Orange | [5 empty] | Fiber Optic |  | Patchcord multim.,62,5/125 SC-SC,7,5m. OM1
WPC-FP1-6SCSC-100 | Fiber Optic Multimode Patch Cord ,62,5/125 SC-SC, 10 mt. OM1 ,LSZH, orange color | available |  | 25.15 | 8056045872647 | 8536700090 | 15 years |  | Orange | [5 empty] | Fiber Optic |  | Patchcord multim.,62,5/125 SC-SC,10m. OM1
WPC-FP1-6STSC-005 | Fiber Optic Multimode Patch Cord ,62,5/125 ST-SC, 0,5 mt. OM1 ,LSZH, orange color | available |  | 11.8 | 8056045872869 | 8536700090 | 15 years |  | Orange | [5 empty] | Fiber Optic |  | Patchcord multim.,62,5/125 ST-SC,0,5m. OM1
WPC-FP1-6STSC-010 | Fiber Optic Multimode Patch Cord ,62,5/125 ST-SC, 1 mt. OM1 ,LSZH, orange color | available |  | 12.47 | 8056045872876 | 8536700090 | 15 years |  | Orange | [5 empty] | Fiber Optic |  | Patchcord multim.,62,5/125 ST-SC,1m. OM1
WPC-FP1-6STSC-020 | Fiber Optic Multimode Patch Cord ,62,5/125 ST-SC, 2 mt. OM1 ,LSZH, orange color | available |  | 13.8 | 8056045872883 | 8536700090 | 15 years |  | Orange | [5 empty] | Fiber Optic |  | Patchcord multim.,62,5/125 ST-SC,2m. OM1
WPC-FP1-6STSC-030 | Fiber Optic Multimode Patch Cord ,62,5/125 ST-SC, 3 mt. OM1 ,LSZH, orange color | available |  | 15.14 | 8056045872890 | 8536700090 | 15 years |  | Orange | [5 empty] | Fiber Optic |  | Patchcord multim.,62,5/125 ST-SC,3m. OM1
WPC-FP1-6STSC-050 | Fiber Optic Multimode Patch Cord ,62,5/125 ST-SC, 5 mt. OM1 ,LSZH, orange color | available |  | 17.81 | 8056045872906 | 8536700090 | 15 years |  | Orange | [5 empty] | Fiber Optic |  | Patchcord multim.,62,5/125 ST-SC,5m. OM1
WPC-FP1-6STSC-075 | Fiber Optic Multimode Patch Cord ,62,5/125 ST-SC, 7,5 mt. OM1 ,LSZH, orange color | available |  | 21.15 | 8056045872913 | 8536700090 | 15 years |  | Orange | [5 empty] | Fiber Optic |  | Patchcord multim.,62,5/125 ST-SC,7,5m. OM1
WPC-FP1-6STSC-100 | Fiber Optic Multimode Patch Cord ,62,5/125 ST-SC, 10 mt. OM1 ,LSZH, orange color | available |  | 25.15 | 8056045872920 | 8536700090 | 15 years |  | Orange | [5 empty] | Fiber Optic |  | Patchcord multim.,62,5/125 ST-SC,10m. OM1
WPC-FP1-6STST-005 | Fiber Optic Multimode Patch Cord ,62,5/125 ST-ST, 0,5 mt. OM1 ,LSZH, orange color | available |  | 11.8 | 8056045872654 | 8536700090 | 15 years |  | Orange | [5 empty] | Fiber Optic |  | Patchcord multim.,62,5/125 ST-ST,0,5m. OM1
WPC-FP1-6STST-010 | Fiber Optic Multimode Patch Cord ,62,5/125 ST-ST, 1 mt. OM1 ,LSZH, orange color | available |  | 12.47 | 8056045872661 | 8536700090 | 15 years |  | Orange | [5 empty] | Fiber Optic |  | Patchcord multim.,62,5/125 ST-ST,1m. OM1
WPC-FP1-6STST-020 | Fiber Optic Multimode Patch Cord ,62,5/125 ST-ST, 2 mt. OM1 ,LSZH, orange color | available |  | 13.8 | 8056045872678 | 8536700090 | 15 years |  | Orange | [5 empty] | Fiber Optic |  | Patchcord multim.,62,5/125 ST-ST,2m. OM1
WPC-FP1-6STST-030 | Fiber Optic Multimode Patch Cord ,62,5/125 ST-ST, 3 mt. OM1 ,LSZH, orange color | available |  | 15.14 | 8056045872685 | 8536700090 | 15 years |  | Orange | [5 empty] | Fiber Optic |  | Patchcord multim.,62,5/125 ST-ST,3m. OM1
WPC-FP1-6STST-050 | Fiber Optic Multimode Patch Cord ,62,5/125 ST-ST, 5 mt. OM1 ,LSZH, orange color | available |  | 17.81 | 8056045872692 | 8536700090 | 15 years |  | Orange | [5 empty] | Fiber Optic |  | Patchcord multim.,62,5/125 ST-ST,5m. OM1
WPC-FP1-6STST-075 | Fiber Optic Multimode Patch Cord ,62,5/125 ST-ST, 7,5 mt. OM1 ,LSZH, orange color | available |  | 21.15 | 8056045872708 | 8536700090 | 15 years |  | Orange | [5 empty] | Fiber Optic |  | Patchcord multim.,62,5/125 ST-ST,7,5m. OM1
WPC-FP1-6STST-100 | Fiber Optic Multimode Patch Cord ,62,5/125 ST-ST, 10 mt. OM1 ,LSZH, orange color | available |  | 25.15 | 8056045872715 | 8536700090 | 15 years |  | Orange | [5 empty] | Fiber Optic |  | Patchcord multim.,62,5/125 ST-ST,10m. OM1
Item number | Fiber-Optic Patch Cables, OM2
WPC-FP2-5LCLC-005 | Fiber Optic Multimode Patch Cord ,50/125 LC-LC, 0,5 mt. OM2 ,LSZH, orange color | available |  | 11.8 | 8056045872937 | 8536700090 | 15 years |  | Orange | [5 empty] | Fiber Optic |  | Patchcord multim.,50/125 LC-LC,0,5m. OM2
WPC-FP2-5LCLC-010 | Fiber Optic Multimode Patch Cord ,50/125 LC-LC, 1 mt. OM2 ,LSZH, orange color | available |  | 12.24 | 8056045872944 | 8536700090 | 15 years |  | Orange | [5 empty] | Fiber Optic |  | Patchcord multim.,50/125 LC-LC,1m. OM2
WPC-FP2-5LCLC-020 | Fiber Optic Multimode Patch Cord ,50/125 LC-LC, 2 mt. OM2 ,LSZH, orange color | available |  | 13.36 | 8056045872951 | 8536700090 | 15 years |  | Orange | [5 empty] | Fiber Optic |  | Patchcord multim.,50/125 LC-LC,2m. OM2
WPC-FP2-5LCLC-030 | Fiber Optic Multimode Patch Cord ,50/125 LC-LC, 3 mt. OM2 ,LSZH, orange color | available |  | 14.47 | 8056045872968 | 8536700090 | 15 years |  | Orange | [5 empty] | Fiber Optic |  | Patchcord multim.,50/125 LC-LC,3m. OM2
WPC-FP2-5LCLC-050 | Fiber Optic Multimode Patch Cord ,50/125 LC-LC, 5 mt. OM2 ,LSZH, orange color | available |  | 16.7 | 8056045872975 | 8536700090 | 15 years |  | Orange | [5 empty] | Fiber Optic |  | Patchcord multim.,50/125 LC-LC,5m. OM2
WPC-FP2-5LCLC-075 | Fiber Optic Multimode Patch Cord ,50/125 LC-LC, 7,5 mt. OM2 ,LSZH, orange color | available |  | 19.81 | 8056045872982 | 8536700090 | 15 years |  | Orange | [5 empty] | Fiber Optic |  | Patchcord multim.,50/125 LC-LC,7,5m. OM2
WPC-FP2-5LCLC-100 | Fiber Optic Multimode Patch Cord ,50/125 LC-LC, 10 mt. OM2 ,LSZH, orange color | available |  | 22.93 | 8056045872999 | 8536700090 | 15 years |  | Orange | [5 empty] | Fiber Optic |  | Patchcord multim.,50/125 LC-LC,10m. OM2
WPC-FP2-5LCSC-005 | Fiber Optic Multimode Patch Cord ,50/125 LC-SC, 0,5 mt. OM2 ,LSZH, orange color | available |  | 10.07 | 8056045873149 | 8536700090 | 15 years |  | Orange | [5 empty] | Fiber Optic |  | Patchcord multim.,50/125 LC-SC,0,5m. OM2
WPC-FP2-5LCSC-010 | Fiber Optic Multimode Patch Cord ,50/125 LC-SC, 1 mt. OM2 ,LSZH, orange color | available |  | 10.49 | 8056045873156 | 8536700090 | 15 years |  | Orange | [5 empty] | Fiber Optic |  | Patchcord multim.,50/125 LC-SC,1m. OM2
WPC-FP2-5LCSC-020 | Fiber Optic Multimode Patch Cord ,50/125 LC-SC, 2 mt. OM2 ,LSZH, orange color | available |  | 11.24 | 8056045873163 | 8536700090 | 15 years |  | Orange | [5 empty] | Fiber Optic |  | Patchcord multim.,50/125 LC-SC,2m. OM2
WPC-FP2-5LCSC-030 | Fiber Optic Multimode Patch Cord ,50/125 LC-SC, 3 mt. OM2 ,LSZH, orange color | available |  | 11.98 | 8056045873170 | 8536700090 | 15 years |  | Orange | [5 empty] | Fiber Optic |  | Patchcord multim.,50/125 LC-SC,3m. OM2
WPC-FP2-5LCSC-050 | Fiber Optic Multimode Patch Cord ,50/125 LC-SC, 5 mt. OM2 ,LSZH, orange color | available |  | 13.36 | 8056045873187 | 8536700090 | 15 years |  | Orange | [5 empty] | Fiber Optic |  | Patchcord multim.,50/125 LC-SC,5m. OM2
WPC-FP2-5LCSC-075 | Fiber Optic Multimode Patch Cord ,50/125 LC-SC, 7,5 mt. OM2 ,LSZH, orange color | available |  | 15.9 | 8056045873194 | 8536700090 | 15 years |  | Orange | [5 empty] | Fiber Optic |  | Patchcord multim.,50/125 LC-SC,7,5m. OM2
WPC-FP2-5LCSC-100 | Fiber Optic Multimode Patch Cord ,50/125 LC-SC, 10 mt. OM2 ,LSZH, orange color | available |  | 16.96 | 8056045873200 | 8536700090 | 15 years |  | Orange | [5 empty] | Fiber Optic |  | Patchcord multim.,50/125 LC-SC,10m. OM2
WPC-FP2-5LCST-005 | Fiber Optic Multimode Patch Cord ,50/125 LC-ST, 0,5 mt. OM2 ,LSZH, orange color | available |  | 10.07 | 8056045873217 | 8536700090 | 15 years |  | Orange | [5 empty] | Fiber Optic |  | Patchcord multim.,50/125 LC-ST,0,5m. OM2
WPC-FP2-5LCST-010 | Fiber Optic Multimode Patch Cord ,50/125 LC-ST, 1 mt. OM2 ,LSZH, orange color | available |  | 10.49 | 8056045873224 | 8536700090 | 15 years |  | Orange | [5 empty] | Fiber Optic |  | Patchcord multim.,50/125 LC-ST,1m. OM2
WPC-FP2-5LCST-020 | Fiber Optic Multimode Patch Cord ,50/125 LC-ST, 2 mt. OM2 ,LSZH, orange color | available |  | 11.24 | 8056045873231 | 8536700090 | 15 years |  | Orange | [5 empty] | Fiber Optic |  | Patchcord multim.,50/125 LC-ST,2m. OM2
WPC-FP2-5LCST-030 | Fiber Optic Multimode Patch Cord ,50/125 LC-ST, 3 mt. OM2 ,LSZH, orange color | available |  | 11.98 | 8056045873248 | 8536700090 | 15 years |  | Orange | [5 empty] | Fiber Optic |  | Patchcord multim.,50/125 LC-ST,3m. OM2
WPC-FP2-5LCST-050 | Fiber Optic Multimode Patch Cord ,50/125 LC-ST, 5 mt. OM2 ,LSZH, orange color | available |  | 13.36 | 8056045873255 | 8536700090 | 15 years |  | Orange | [5 empty] | Fiber Optic |  | Patchcord multim.,50/125 LC-ST,5m. OM2
WPC-FP2-5LCST-075 | Fiber Optic Multimode Patch Cord ,50/125 LC-ST, 7,5 mt. OM2 ,LSZH, orange color | available |  | 15.9 | 8056045873262 | 8536700090 | 15 years |  | Orange | [5 empty] | Fiber Optic |  | Patchcord multim.,50/125 LC-ST,7,5m. OM2
WPC-FP2-5LCST-100 | Fiber Optic Multimode Patch Cord ,50/125 LC-ST, 10 mt. OM2 ,LSZH, orange color | available |  | 16.96 | 8056045873279 | 8536700090 | 15 years |  | Orange | [5 empty] | Fiber Optic |  | Patchcord multim.,50/125 LC-ST,10m. OM2
WPC-FP2-5SCSC-005 | Fiber Optic Multimode Patch Cord ,50/125 SC-SC, 0,5 mt. OM2 ,LSZH, orange color | available |  | 10.07 | 8056045873002 | 8536700090 | 15 years |  | Orange | [5 empty] | Fiber Optic |  | Patchcord multim.,50/125 SC-SC,0,5m. OM2
WPC-FP2-5SCSC-010 | Fiber Optic Multimode Patch Cord ,50/125 SC-SC, 1 mt. OM2 ,LSZH, orange color | available |  | 10.49 | 8056045873019 | 8536700090 | 15 years |  | Orange | [5 empty] | Fiber Optic |  | Patchcord multim.,50/125 SC-SC,1m. OM2
WPC-FP2-5SCSC-020 | Fiber Optic Multimode Patch Cord ,50/125 SC-SC, 2 mt. OM2 ,LSZH, orange color | available |  | 11.24 | 8056045873026 | 8536700090 | 15 years |  | Orange | [5 empty] | Fiber Optic |  | Patchcord multim.,50/125 SC-SC,2m. OM2
WPC-FP2-5SCSC-030 | Fiber Optic Multimode Patch Cord ,50/125 SC-SC, 3 mt. OM2 ,LSZH, orange color | available |  | 11.98 | 8056045873033 | 8536700090 | 15 years |  | Orange | [5 empty] | Fiber Optic |  | Patchcord multim.,50/125 SC-SC,3m. OM2
WPC-FP2-5SCSC-050 | Fiber Optic Multimode Patch Cord ,50/125 SC-SC, 5 mt. OM2 ,LSZH, orange color | available |  | 13.36 | 8056045873040 | 8536700090 | 15 years |  | Orange | [5 empty] | Fiber Optic |  | Patchcord multim.,50/125 SC-SC,5m. OM2
WPC-FP2-5SCSC-075 | Fiber Optic Multimode Patch Cord ,50/125 SC-SC, 7,5 mt. OM2 ,LSZH, orange color | available |  | 15.9 | 8056045873057 | 8536700090 | 15 years |  | Orange | [5 empty] | Fiber Optic |  | Patchcord multim.,50/125 SC-SC,7,5m. OM2
WPC-FP2-5SCSC-100 | Fiber Optic Multimode Patch Cord ,50/125 SC-SC, 10 mt. OM2 ,LSZH, orange color | available |  | 16.96 | 8056045873064 | 8536700090 | 15 years |  | Orange | [5 empty] | Fiber Optic |  | Patchcord multim.,50/125 SC-SC,10m. OM2
WPC-FP2-5STSC-005 | Fiber Optic Multimode Patch Cord ,50/125 ST-SC, 0,5 mt. OM2 ,LSZH, orange color | available |  | 10.07 | 8056045873286 | 8536700090 | 15 years |  | Orange | [5 empty] | Fiber Optic |  | Patchcord multim.,50/125 ST-SC,0,5m. OM2
WPC-FP2-5STSC-010 | Fiber Optic Multimode Patch Cord ,50/125 ST-SC, 1 mt. OM2 ,LSZH, orange color | available |  | 10.49 | 8056045873293 | 8536700090 | 15 years |  | Orange | [5 empty] | Fiber Optic |  | Patchcord multim.,50/125 ST-SC,1m. OM2
WPC-FP2-5STSC-020 | Fiber Optic Multimode Patch Cord ,50/125 ST-SC, 2 mt. OM2 ,LSZH, orange color | available |  | 11.24 | 8056045873309 | 8536700090 | 15 years |  | Orange | [5 empty] | Fiber Optic |  | Patchcord multim.,50/125 ST-SC,2m. OM2
WPC-FP2-5STSC-030 | Fiber Optic Multimode Patch Cord ,50/125 ST-SC, 3 mt. OM2 ,LSZH, orange color | available |  | 11.98 | 8056045873316 | 8536700090 | 15 years |  | Orange | [5 empty] | Fiber Optic |  | Patchcord multim.,50/125 ST-SC,3m. OM2
WPC-FP2-5STSC-050 | Fiber Optic Multimode Patch Cord ,50/125 ST-SC, 5 mt. OM2 ,LSZH, orange color | available |  | 13.36 | 8056045873323 | 8536700090 | 15 years |  | Orange | [5 empty] | Fiber Optic |  | Patchcord multim.,50/125 ST-SC,5m. OM2
WPC-FP2-5STSC-075 | Fiber Optic Multimode Patch Cord ,50/125 ST-SC, 7,5 mt. OM2 ,LSZH, orange color | available |  | 15.9 | 8056045873330 | 8536700090 | 15 years |  | Orange | [5 empty] | Fiber Optic |  | Patchcord multim.,50/125 ST-SC,7,5m. OM2
WPC-FP2-5STSC-100 | Fiber Optic Multimode Patch Cord ,50/125 ST-SC, 10 mt. OM2 ,LSZH, orange color | available |  | 16.96 | 8056045873347 | 8536700090 | 15 years |  | Orange | [5 empty] | Fiber Optic |  | Patchcord multim.,50/125 ST-SC,10m. OM2
WPC-FP2-5STST-005 | Fiber Optic Multimode Patch Cord ,50/125 ST-ST, 0,5 mt. OM2 ,LSZH, orange color | available |  | 11.8 | 8056045873071 | 8536700090 | 15 years |  | Orange | [5 empty] | Fiber Optic |  | Patchcord multim.,50/125 ST-ST,0,5m. OM2
WPC-FP2-5STST-010 | Fiber Optic Multimode Patch Cord ,50/125 ST-ST, 1 mt. OM2 ,LSZH, orange color | available |  | 12.24 | 8056045873088 | 8536700090 | 15 years |  | Orange | [5 empty] | Fiber Optic |  | Patchcord multim.,50/125 ST-ST,1m. OM2
WPC-FP2-5STST-020 | Fiber Optic Multimode Patch Cord ,50/125 ST-ST, 2 mt. OM2 ,LSZH, orange color | available |  | 13.36 | 8056045873095 | 8536700090 | 15 years |  | Orange | [5 empty] | Fiber Optic |  | Patchcord multim.,50/125 ST-ST,2m. OM2
WPC-FP2-5STST-030 | Fiber Optic Multimode Patch Cord ,50/125 ST-ST, 3 mt. OM2 ,LSZH, orange color | available |  | 14.47 | 8056045873101 | 8536700090 | 15 years |  | Orange | [5 empty] | Fiber Optic |  | Patchcord multim.,50/125 ST-ST,3m. OM2
WPC-FP2-5STST-050 | Fiber Optic Multimode Patch Cord ,50/125 ST-ST, 5 mt. OM2 ,LSZH, orange color | available |  | 16.7 | 8056045873118 | 8536700090 | 15 years |  | Orange | [5 empty] | Fiber Optic |  | Patchcord multim.,50/125 ST-ST,5m. OM2
WPC-FP2-5STST-075 | Fiber Optic Multimode Patch Cord ,50/125 ST-ST, 7,5 mt. OM2 ,LSZH, orange color | available |  | 19.81 | 8056045873125 | 8536700090 | 15 years |  | Orange | [5 empty] | Fiber Optic |  | Patchcord multim.,50/125 ST-ST,7,5m. OM2
WPC-FP2-5STST-100 | Fiber Optic Multimode Patch Cord ,50/125 ST-ST, 10 mt. OM2 ,LSZH, orange color | available |  | 22.93 | 8056045873132 | 8536700090 | 15 years |  | Orange | [5 empty] | Fiber Optic |  | Patchcord multim.,50/125 ST-ST,10m. OM2
Item number | Fiber-Optic Patch Cables, OM3
WPC-FP3-5LCLC-005 | Fiber Optic Multimode Patch Cord ,50/125 LC-LC, 0,5 mt. OM3 ,LSZH, aqua color | available |  | 9.5665 | 8056045873354 | 8536700090 | 15 years |  | Aqua | [5 empty] | Fiber Optic |  | Patchcord multim.,50/125 LC-LC,0,5m. OM3
WPC-FP3-5LCLC-010 | Fiber Optic Multimode Patch Cord ,50/125 LC-LC, 1 mt. OM3 ,LSZH, aqua color | available |  | 10.07 | 8056045873361 | 8536700090 | 15 years |  | Aqua | [5 empty] | Fiber Optic |  | Patchcord multim.,50/125 LC-LC,1m. OM3
WPC-FP3-5LCLC-020 | Fiber Optic Multimode Patch Cord ,50/125 LC-LC, 2 mt. OM3 ,LSZH, aqua color | available |  | 11.077 | 8056045873378 | 8536700090 | 15 years |  | Aqua | [5 empty] | Fiber Optic |  | Patchcord multim.,50/125 LC-LC,2m. OM3
WPC-FP3-5LCLC-030 | Fiber Optic Multimode Patch Cord ,50/125 LC-LC, 3 mt. OM3 ,LSZH, aqua color | available |  | 11.9795 | 8056045873385 | 8536700090 | 15 years |  | Aqua | [5 empty] | Fiber Optic |  | Patchcord multim.,50/125 LC-LC,3m. OM3
WPC-FP3-5LCLC-050 | Fiber Optic Multimode Patch Cord ,50/125 LC-LC, 5 mt. OM3 ,LSZH, aqua color | available |  | 13.5945 | 8056045873392 | 8536700090 | 15 years |  | Aqua | [5 empty] | Fiber Optic |  | Patchcord multim.,50/125 LC-LC,5m. OM3
WPC-FP3-5LCLC-075 | Fiber Optic Multimode Patch Cord ,50/125 LC-LC, 7,5 mt. OM3 ,LSZH, aqua color | available |  | 17.119 | 8056045873408 | 8536700090 | 15 years |  | Aqua | [5 empty] | Fiber Optic |  | Patchcord multim.,50/125 LC-LC,7,5m. OM3
WPC-FP3-5LCLC-100 | Fiber Optic Multimode Patch Cord ,50/125 LC-LC, 10 mt. OM3 ,LSZH, aqua color | available |  | 20.14 | 8056045873415 | 8536700090 | 15 years |  | Aqua | [5 empty] | Fiber Optic |  | Patchcord multim.,50/125 LC-LC,10m. OM3
WPC-FP3-5LCSC-005 | Fiber Optic Multimode Patch Cord ,50/125 LC-SC, 0,5 mt. OM3 ,LSZH, aqua color | available |  | 9.5665 | 8056045873569 | 8536700090 | 15 years |  | Aqua | [5 empty] | Fiber Optic |  | Patchcord multim.,50/125 LC-SC,0,5m. OM3
WPC-FP3-5LCSC-010 | Fiber Optic Multimode Patch Cord ,50/125 LC-SC, 1 mt. OM3 ,LSZH, aqua color | available |  | 10.07 | 8056045873576 | 8536700090 | 15 years |  | Aqua | [5 empty] | Fiber Optic |  | Patchcord multim.,50/125 LC-SC,1m. OM3
WPC-FP3-5LCSC-020 | Fiber Optic Multimode Patch Cord ,50/125 LC-SC, 2 mt. OM3 ,LSZH, aqua color | available |  | 11.077 | 8056045873583 | 8536700090 | 15 years |  | Aqua | [5 empty] | Fiber Optic |  | Patchcord multim.,50/125 LC-SC,2m. OM3
WPC-FP3-5LCSC-030 | Fiber Optic Multimode Patch Cord ,50/125 LC-SC, 3 mt. OM3 ,LSZH, aqua color | available |  | 11.9795 | 8056045873590 | 8536700090 | 15 years |  | Aqua | [5 empty] | Fiber Optic |  | Patchcord multim.,50/125 LC-SC,3m. OM3
WPC-FP3-5LCSC-050 | Fiber Optic Multimode Patch Cord ,50/125 LC-SC, 5 mt. OM3 ,LSZH, aqua color | available |  | 13.5945 | 8056045873606 | 8536700090 | 15 years |  | Aqua | [5 empty] | Fiber Optic |  | Patchcord multim.,50/125 LC-SC,5m. OM3
WPC-FP3-5LCSC-075 | Fiber Optic Multimode Patch Cord ,50/125 LC-SC, 7,5 mt. OM3 ,LSZH, aqua color | available |  | 17.119 | 8056045873613 | 8536700090 | 15 years |  | Aqua | [5 empty] | Fiber Optic |  | Patchcord multim.,50/125 LC-SC,7,5m. OM3
WPC-FP3-5LCSC-100 | Fiber Optic Multimode Patch Cord ,50/125 LC-SC, 10 mt. OM3 ,LSZH, aqua color | available |  | 20.14 | 8056045873620 | 8536700090 | 15 years |  | Aqua | [5 empty] | Fiber Optic |  | Patchcord multim.,50/125 LC-SC,10m. OM3
WPC-FP3-5LCST-005 | Fiber Optic Multimode Patch Cord ,50/125 LC-ST, 0,5 mt. OM3 ,LSZH, aqua color | available |  | 9.5665 | 8056045873637 | 8536700090 | 15 years |  | Aqua | [5 empty] | Fiber Optic |  | Patchcord multim.,50/125 LC-ST,0,5m. OM3
WPC-FP3-5LCST-010 | Fiber Optic Multimode Patch Cord ,50/125 LC-ST, 1 mt. OM3 ,LSZH, aqua color | available |  | 10.07 | 8056045873644 | 8536700090 | 15 years |  | Aqua | [5 empty] | Fiber Optic |  | Patchcord multim.,50/125 LC-ST,1m. OM3
WPC-FP3-5LCST-020 | Fiber Optic Multimode Patch Cord ,50/125 LC-ST, 2 mt. OM3 ,LSZH, aqua color | available |  | 11.077 | 8056045873651 | 8536700090 | 15 years |  | Aqua | [5 empty] | Fiber Optic |  | Patchcord multim.,50/125 LC-ST,2m. OM3
WPC-FP3-5LCST-030 | Fiber Optic Multimode Patch Cord ,50/125 LC-ST, 3 mt. OM3 ,LSZH, aqua color | available |  | 11.9795 | 8056045873668 | 8536700090 | 15 years |  | Aqua | [5 empty] | Fiber Optic |  | Patchcord multim.,50/125 LC-ST,3m. OM3
WPC-FP3-5LCST-050 | Fiber Optic Multimode Patch Cord ,50/125 LC-ST, 5 mt. OM3 ,LSZH, aqua color | available |  | 13.5945 | 8056045873675 | 8536700090 | 15 years |  | Aqua | [5 empty] | Fiber Optic |  | Patchcord multim.,50/125 LC-ST,5m. OM3
WPC-FP3-5LCST-075 | Fiber Optic Multimode Patch Cord ,50/125 LC-ST, 7,5 mt. OM3 ,LSZH, aqua color | available |  | 17.119 | 8056045873682 | 8536700090 | 15 years |  | Aqua | [5 empty] | Fiber Optic |  | Patchcord multim.,50/125 LC-ST,7,5m. OM3
WPC-FP3-5LCST-100 | Fiber Optic Multimode Patch Cord ,50/125 LC-ST, 10 mt. OM3 ,LSZH, aqua color | available |  | 20.14 | 8056045873699 | 8536700090 | 15 years |  | Aqua | [5 empty] | Fiber Optic |  | Patchcord multim.,50/125 LC-ST,10m. OM3
WPC-FP3-5SCSC-005 | Fiber Optic Multimode Patch Cord ,50/125 SC-SC, 0,5 mt. OM3 ,LSZH, aqua color | available |  | 9.5665 | 8056045873422 | 8536700090 | 15 years |  | Aqua | [5 empty] | Fiber Optic |  | Patchcord multim.,50/125 SC-SC,0,5m. OM3
WPC-FP3-5SCSC-010 | Fiber Optic Multimode Patch Cord ,50/125 SC-SC, 1 mt. OM3 ,LSZH, aqua color | available |  | 10.07 | 8056045873439 | 8536700090 | 15 years |  | Aqua | [5 empty] | Fiber Optic |  | Patchcord multim.,50/125 SC-SC,1m. OM3
WPC-FP3-5SCSC-020 | Fiber Optic Multimode Patch Cord ,50/125 SC-SC, 2 mt. OM3 ,LSZH, aqua color | available |  | 11.077 | 8056045873446 | 8536700090 | 15 years |  | Aqua | [5 empty] | Fiber Optic |  | Patchcord multim.,50/125 SC-SC,2m. OM3
WPC-FP3-5SCSC-030 | Fiber Optic Multimode Patch Cord ,50/125 SC-SC, 3 mt. OM3 ,LSZH, aqua color | available |  | 11.9795 | 8056045873453 | 8536700090 | 15 years |  | Aqua | [5 empty] | Fiber Optic |  | Patchcord multim.,50/125 SC-SC,3m. OM3
WPC-FP3-5SCSC-050 | Fiber Optic Multimode Patch Cord ,50/125 SC-SC, 5 mt. OM3 ,LSZH, aqua color | available |  | 13.5945 | 8056045873460 | 8536700090 | 15 years |  | Aqua | [5 empty] | Fiber Optic |  | Patchcord multim.,50/125 SC-SC,5m. OM3
WPC-FP3-5SCSC-075 | Fiber Optic Multimode Patch Cord ,50/125 SC-SC, 7,5 mt. OM3 ,LSZH, aqua color | available |  | 17.119 | 8056045873477 | 8536700090 | 15 years |  | Aqua | [5 empty] | Fiber Optic |  | Patchcord multim.,50/125 SC-SC,7,5m. OM3
WPC-FP3-5SCSC-100 | Fiber Optic Multimode Patch Cord ,50/125 SC-SC, 10 mt. OM3 ,LSZH, aqua color | available |  | 20.14 | 8056045873484 | 8536700090 | 15 years |  | Aqua | [5 empty] | Fiber Optic |  | Patchcord multim.,50/125 SC-SC,10m. OM3
WPC-FP3-5STSC-005 | Fiber Optic Multimode Patch Cord ,50/125 ST-SC, 0,5 mt. OM3 ,LSZH, aqua color | available |  | 9.5665 | 8056045873705 | 8536700090 | 15 years |  | Aqua | [5 empty] | Fiber Optic |  | Patchcord multim.,50/125 ST-SC,0,5m. OM3
WPC-FP3-5STSC-010 | Fiber Optic Multimode Patch Cord ,50/125 ST-SC, 1 mt. OM3 ,LSZH, aqua color | available |  | 10.07 | 8056045873712 | 8536700090 | 15 years |  | Aqua | [5 empty] | Fiber Optic |  | Patchcord multim.,50/125 ST-SC,1m. OM3
WPC-FP3-5STSC-020 | Fiber Optic Multimode Patch Cord ,50/125 ST-SC, 2 mt. OM3 ,LSZH, aqua color | available |  | 11.077 | 8056045873729 | 8536700090 | 15 years |  | Aqua | [5 empty] | Fiber Optic |  | Patchcord multim.,50/125 ST-SC,2m. OM3
WPC-FP3-5STSC-030 | Fiber Optic Multimode Patch Cord ,50/125 ST-SC, 3 mt. OM3 ,LSZH, aqua color | available |  | 11.9795 | 8056045873736 | 8536700090 | 15 years |  | Aqua | [5 empty] | Fiber Optic |  | Patchcord multim.,50/125 ST-SC,3m. OM3
WPC-FP3-5STSC-050 | Fiber Optic Multimode Patch Cord ,50/125 ST-SC, 5 mt. OM3 ,LSZH, aqua color | available |  | 13.5945 | 8056045873743 | 8536700090 | 15 years |  | Aqua | [5 empty] | Fiber Optic |  | Patchcord multim.,50/125 ST-SC,5m. OM3
WPC-FP3-5STSC-075 | Fiber Optic Multimode Patch Cord ,50/125 ST-SC, 7,5 mt. OM3 ,LSZH, aqua color | available |  | 17.119 | 8056045873750 | 8536700090 | 15 years |  | Aqua | [5 empty] | Fiber Optic |  | Patchcord multim.,50/125 ST-SC,7,5m. OM3
WPC-FP3-5STSC-100 | Fiber Optic Multimode Patch Cord ,50/125 ST-SC, 10 mt. OM3 ,LSZH, aqua color | available |  | 20.14 | 8056045873767 | 8536700090 | 15 years |  | Aqua | [5 empty] | Fiber Optic |  | Patchcord multim.,50/125 ST-SC,10m. OM3
WPC-FP3-5STST-005 | Fiber Optic Multimode Patch Cord ,50/125 ST-ST, 0,5 mt. OM3 ,LSZH, aqua color | available |  | 11.419 | 8056045873491 | 8536700090 | 15 years |  | Aqua | [5 empty] | Fiber Optic |  | Patchcord multim.,50/125 ST-ST,0,5m. OM3
WPC-FP3-5STST-010 | Fiber Optic Multimode Patch Cord ,50/125 ST-ST, 1 mt. OM3 ,LSZH, aqua color | available |  | 12.2645 | 8056045873507 | 8536700090 | 15 years |  | Aqua | [5 empty] | Fiber Optic |  | Patchcord multim.,50/125 ST-ST,1m. OM3
WPC-FP3-5STST-020 | Fiber Optic Multimode Patch Cord ,50/125 ST-ST, 2 mt. OM3 ,LSZH, aqua color | available |  | 13.7465 | 8056045873514 | 8536700090 | 15 years |  | Aqua | [5 empty] | Fiber Optic |  | Patchcord multim.,50/125 ST-ST,2m. OM3
WPC-FP3-5STST-030 | Fiber Optic Multimode Patch Cord ,50/125 ST-ST, 3 mt. OM3 ,LSZH, aqua color | available |  | 15.2285 | 8056045873521 | 8536700090 | 15 years |  | Aqua | [5 empty] | Fiber Optic |  | Patchcord multim.,50/125 ST-ST,3m. OM3
WPC-FP3-5STST-050 | Fiber Optic Multimode Patch Cord ,50/125 ST-ST, 5 mt. OM3 ,LSZH, aqua color | available |  | 18.183 | 8056045873538 | 8536700090 | 15 years |  | Aqua | [5 empty] | Fiber Optic |  | Patchcord multim.,50/125 ST-ST,5m. OM3
WPC-FP3-5STST-075 | Fiber Optic Multimode Patch Cord ,50/125 ST-ST, 7,5 mt. OM3 ,LSZH, aqua color | available |  | 21.7835 | 8056045873545 | 8536700090 | 15 years |  | Aqua | [5 empty] | Fiber Optic |  | Patchcord multim.,50/125 ST-ST,7,5m. OM3
WPC-FP3-5STST-100 | Fiber Optic Multimode Patch Cord ,50/125 ST-ST, 10 mt. OM3 ,LSZH, aqua color | available |  | 26.4385 | 8056045873552 | 8536700090 | 15 years |  | Aqua | [5 empty] | Fiber Optic |  | Patchcord multim.,50/125 ST-ST,10m. OM3
Item number | Fiber-Optic Patch Cables, OM4
WPC-FP4-5LCLC-005 | Fiber Optic Multimode Patch Cord ,50/125 LC-LC, 0,5 mt. OM4 ,LSZH, violet color | available |  | 10.07 | 8056045873774 | 8536700090 | 15 years |  | Violet | [5 empty] | Fiber Optic |  | Patchcord multim.,50/125 LC-LC,0,5m. OM4
WPC-FP4-5LCLC-010 | Fiber Optic Multimode Patch Cord ,50/125 LC-LC, 1 mt. OM4 ,LSZH, violet color | available |  | 10.773 | 8056045873781 | 8536700090 | 15 years |  | Violet | [5 empty] | Fiber Optic |  | Patchcord multim.,50/125 LC-LC,1m. OM4
WPC-FP4-5LCLC-020 | Fiber Optic Multimode Patch Cord ,50/125 LC-LC, 2 mt. OM4 ,LSZH, violet color | available |  | 12.2835 | 8056045873798 | 8536700090 | 15 years |  | Violet | [5 empty] | Fiber Optic |  | Patchcord multim.,50/125 LC-LC,2m. OM4
WPC-FP4-5LCLC-030 | Fiber Optic Multimode Patch Cord ,50/125 LC-LC, 3 mt. OM4 ,LSZH, violet color | available |  | 13.699 | 8056045873804 | 8536700090 | 15 years |  | Violet | [5 empty] | Fiber Optic |  | Patchcord multim.,50/125 LC-LC,3m. OM4
WPC-FP4-5LCLC-050 | Fiber Optic Multimode Patch Cord ,50/125 LC-LC, 5 mt. OM4 ,LSZH, violet color | available |  | 16.72 | 8056045873811 | 8536700090 | 15 years |  | Violet | [5 empty] | Fiber Optic |  | Patchcord multim.,50/125 LC-LC,5m. OM4
WPC-FP4-5LCLC-075 | Fiber Optic Multimode Patch Cord ,50/125 LC-LC, 7,5 mt. OM4 ,LSZH, violet color | available |  | 21.147 | 8056045873828 | 8536700090 | 15 years |  | Violet | [5 empty] | Fiber Optic |  | Patchcord multim.,50/125 LC-LC,7,5m. OM4
WPC-FP4-5LCLC-100 | Fiber Optic Multimode Patch Cord ,50/125 LC-LC, 10 mt. OM4 ,LSZH, violet color | available |  | 25.175 | 8056045873835 | 8536700090 | 15 years |  | Violet | [5 empty] | Fiber Optic |  | Patchcord multim.,50/125 LC-LC,10m. OM4
WPC-FP4-5LCSC-005 | Fiber Optic Multimode Patch Cord ,50/125 LC-SC, 0,5 mt. OM4 ,LSZH, violet color | available |  | 10.07 | 8054392616976 | 8536700090 | 15 years |  | Violet | [5 empty] | Fiber Optic |  | Patchcord multim.,50/125 LC-SC,0,5m. OM4
WPC-FP4-5LCSC-010 | Fiber Optic Multimode Patch Cord ,50/125 LC-SC, 1 mt. OM4 ,LSZH, violet color | available |  | 10.773 | 8054392616983 | 8536700090 | 15 years |  | Violet | [5 empty] | Fiber Optic |  | Patchcord multim.,50/125 LC-SC,1m. OM4
WPC-FP4-5LCSC-020 | Fiber Optic Multimode Patch Cord ,50/125 LC-SC, 2 mt. OM4 ,LSZH, violet color | available |  | 12.2835 | 8054392616990 | 8536700090 | 15 years |  | Violet | [5 empty] | Fiber Optic |  | Patchcord multim.,50/125 LC-SC,2m. OM4
WPC-FP4-5LCSC-030 | Fiber Optic Multimode Patch Cord ,50/125 LC-SC, 3 mt. OM4 ,LSZH, violet color | available |  | 13.699 | 8054392617003 | 8536700090 | 15 years |  | Violet | [5 empty] | Fiber Optic |  | Patchcord multim.,50/125 LC-SC,3m. OM4
WPC-FP4-5LCSC-050 | Fiber Optic Multimode Patch Cord ,50/125 LC-SC, 5 mt. OM4 ,LSZH, violet color | available |  | 16.72 | 8054392617010 | 8536700090 | 15 years |  | Violet | [5 empty] | Fiber Optic |  | Patchcord multim.,50/125 LC-SC,5m. OM4
WPC-FP4-5LCSC-075 | Fiber Optic Multimode Patch Cord ,50/125 LC-SC, 7,5 mt. OM4 ,LSZH, violet color | available |  | 21.147 | 8054392617027 | 8536700090 | 15 years |  | Violet | [5 empty] | Fiber Optic |  | Patchcord multim.,50/125 LC-SC,7,5m. OM4
WPC-FP4-5LCSC-100 | Fiber Optic Multimode Patch Cord ,50/125 LC-SC, 10 mt. OM4 ,LSZH, violet color | available |  | 25.175 | 8054392617034 | 8536700090 | 15 years |  | Violet | [5 empty] | Fiber Optic |  | Patchcord multim.,50/125 LC-SC,10m. OM4
WPC-FP4-5LCST-005 | Fiber Optic Multimode Patch Cord ,50/125 LC-ST, 0,5 mt. OM4 ,LSZH, violet color | available |  | 10.07 | 8056045873910 | 8536700090 | 15 years |  | Violet | [5 empty] | Fiber Optic |  | Patchcord multim.,50/125 LC-ST,0,5m. OM4
WPC-FP4-5LCST-010 | Fiber Optic Multimode Patch Cord ,50/125 LC-ST, 1 mt. OM4 ,LSZH, violet color | available |  | 10.773 | 8056045873927 | 8536700090 | 15 years |  | Violet | [5 empty] | Fiber Optic |  | Patchcord multim.,50/125 LC-ST,1m. OM4
WPC-FP4-5LCST-020 | Fiber Optic Multimode Patch Cord ,50/125 LC-ST, 2 mt. OM4 ,LSZH, violet color | available |  | 12.2835 | 8056045873934 | 8536700090 | 15 years |  | Violet | [5 empty] | Fiber Optic |  | Patchcord multim.,50/125 LC-ST,2m. OM4
WPC-FP4-5LCST-030 | Fiber Optic Multimode Patch Cord ,50/125 LC-ST, 3 mt. OM4 ,LSZH, violet color | available |  | 13.699 | 8056045873941 | 8536700090 | 15 years |  | Violet | [5 empty] | Fiber Optic |  | Patchcord multim.,50/125 LC-ST,3m. OM4
WPC-FP4-5LCST-050 | Fiber Optic Multimode Patch Cord ,50/125 LC-ST, 5 mt. OM4 ,LSZH, violet color | available |  | 16.72 | 8056045873958 | 8536700090 | 15 years |  | Violet | [5 empty] | Fiber Optic |  | Patchcord multim.,50/125 LC-ST,5m. OM4
WPC-FP4-5LCST-075 | Fiber Optic Multimode Patch Cord ,50/125 LC-ST, 7,5 mt. OM4 ,LSZH, violet color | available |  | 21.147 | 8056045873965 | 8536700090 | 15 years |  | Violet | [5 empty] | Fiber Optic |  | Patchcord multim.,50/125 LC-ST,7,5m. OM4
WPC-FP4-5LCST-100 | Fiber Optic Multimode Patch Cord ,50/125 LC-ST, 10 mt. OM4 ,LSZH, violet color | available |  | 25.175 | 8056045873972 | 8536700090 | 15 years |  | Violet | [5 empty] | Fiber Optic |  | Patchcord multim.,50/125 LC-ST,10m. OM4
WPC-FP4-5SCSC-005 | Fiber Optic Multimode Patch Cord ,50/125 SC-SC, 0,5 mt. OM4 ,LSZH, violet color | available |  | 10.07 | 8056045873842 | 8536700090 | 15 years |  | Violet | [5 empty] | Fiber Optic |  | Patchcord multim.,50/125 SC-SC,0,5m. OM4
WPC-FP4-5SCSC-010 | Fiber Optic Multimode Patch Cord ,50/125 SC-SC, 1 mt. OM4 ,LSZH, violet color | available |  | 10.773 | 8056045873859 | 8536700090 | 15 years |  | Violet | [5 empty] | Fiber Optic |  | Patchcord multim.,50/125 SC-SC,1m. OM4
WPC-FP4-5SCSC-020 | Fiber Optic Multimode Patch Cord ,50/125 SC-SC, 2 mt. OM4 ,LSZH, violet color | available |  | 12.2835 | 8056045873866 | 8536700090 | 15 years |  | Violet | [5 empty] | Fiber Optic |  | Patchcord multim.,50/125 SC-SC,2m. OM4
WPC-FP4-5SCSC-030 | Fiber Optic Multimode Patch Cord ,50/125 SC-SC, 3 mt. OM4 ,LSZH, violet color | available |  | 13.699 | 8056045873873 | 8536700090 | 15 years |  | Violet | [5 empty] | Fiber Optic |  | Patchcord multim.,50/125 SC-SC,3m. OM4
WPC-FP4-5SCSC-050 | Fiber Optic Multimode Patch Cord ,50/125 SC-SC, 5 mt. OM4 ,LSZH, violet color | available |  | 16.72 | 8056045873880 | 8536700090 | 15 years |  | Violet | [5 empty] | Fiber Optic |  | Patchcord multim.,50/125 SC-SC,5m. OM4
WPC-FP4-5SCSC-075 | Fiber Optic Multimode Patch Cord ,50/125 SC-SC, 7,5 mt. OM4 ,LSZH, violet color | available |  | 21.147 | 8056045873897 | 8536700090 | 15 years |  | Violet | [5 empty] | Fiber Optic |  | Patchcord multim.,50/125 SC-SC,7,5m. OM4
WPC-FP4-5SCSC-100 | Fiber Optic Multimode Patch Cord ,50/125 SC-SC, 10 mt. OM4 ,LSZH, violet color | available |  | 25.175 | 8056045873903 | 8536700090 | 15 years |  | Violet | [5 empty] | Fiber Optic |  | Patchcord multim.,50/125 SC-SC,10m. OM4
WPC-FP4-5STSC-005 | Fiber Optic Multimode Patch Cord ,50/125 ST-SC, 0,5 mt. OM4 ,LSZH, violet color | available |  | 10.07 | 8056045873989 | 8536700090 | 15 years |  | Violet | [5 empty] | Fiber Optic |  | Patchcord multim.,50/125 ST-SC,0,5m. OM4
WPC-FP4-5STSC-010 | Fiber Optic Multimode Patch Cord ,50/125 ST-SC, 1 mt. OM4 ,LSZH, violet color | available |  | 10.773 | 8056045873996 | 8536700090 | 15 years |  | Violet | [5 empty] | Fiber Optic |  | Patchcord multim.,50/125 ST-SC,1m. OM4
WPC-FP4-5STSC-020 | Fiber Optic Multimode Patch Cord ,50/125 ST-SC, 2 mt. OM4 ,LSZH, violet color | available |  | 12.2835 | 8056045874009 | 8536700090 | 15 years |  | Violet | [5 empty] | Fiber Optic |  | Patchcord multim.,50/125 ST-SC,2m. OM4
WPC-FP4-5STSC-030 | Fiber Optic Multimode Patch Cord ,50/125 ST-SC, 3 mt. OM4 ,LSZH, violet color | available |  | 13.699 | 8056045874016 | 8536700090 | 15 years |  | Violet | [5 empty] | Fiber Optic |  | Patchcord multim.,50/125 ST-SC,3m. OM4
WPC-FP4-5STSC-050 | Fiber Optic Multimode Patch Cord ,50/125 ST-SC, 5 mt. OM4 ,LSZH, violet color | available |  | 16.72 | 8056045874023 | 8536700090 | 15 years |  | Violet | [5 empty] | Fiber Optic |  | Patchcord multim.,50/125 ST-SC,5m. OM4
WPC-FP4-5STSC-075 | Fiber Optic Multimode Patch Cord ,50/125 ST-SC, 7,5 mt. OM4 ,LSZH, violet color | available |  | 21.147 | 8056045874030 | 8536700090 | 15 years |  | Violet | [5 empty] | Fiber Optic |  | Patchcord multim.,50/125 ST-SC,7,5m. OM4
WPC-FP4-5STSC-100 | Fiber Optic Multimode Patch Cord ,50/125 ST-SC, 10 mt. OM4 ,LSZH, violet color | available |  | 25.175 | 8056045874047 | 8536700090 | 15 years |  | Violet | [5 empty] | Fiber Optic |  | Patchcord multim.,50/125 ST-SC,10m. OM4
Item number | Fiber-Optic Patch Cables, OM5
WPC-FP5-5LCLC-010UP | Fiber Optic Multimode Uniboot Slim 2mm Patch Cord with Pull-Push, 50/125 LC-LC, 1 mt. OM5 ,LSZH, lemon green color | available |  | 19 | 8052101432831 | 8536700090 | 15 years |  | Lemon green | [5 empty] | Fiber Optic |  | Patchcord multim.,50/125 LC-LC,1m. OM5 Slim
WPC-FP5-5LCLC-020UP | Fiber Optic Multimode Uniboot Slim 2mm Patch Cord with Pull-Push, 50/125 LC-LC, 2 mt. OM5 ,LSZH, lemon green color | available |  | 21.5 | 8052101432848 | 8536700090 | 15 years |  | Lemon green | [5 empty] | Fiber Optic |  | Patchcord multim.,50/125 LC-LC,2m. OM5 Slim
WPC-FP5-5LCLC-030UP | Fiber Optic Multimode Uniboot Slim 2mm Patch Cord with Pull-Push, 50/125 LC-LC, 3 mt. OM5 ,LSZH, lemon green color | available |  | 24 | 8052101432855 | 8536700090 | 15 years |  | Lemon green | [5 empty] | Fiber Optic |  | Patchcord multim.,50/125 LC-LC,3m. OM5 Slim
WPC-FP5-5LCLC-050UP | Fiber Optic Multimode Uniboot Slim 2mm Patch Cord with Pull-Push, 50/125 LC-LC, 5 mt. OM5 ,LSZH, lemon green color | available |  | 28.5 | 8052101432862 | 8536700090 | 15 years |  | Lemon green | [5 empty] | Fiber Optic |  | Patchcord multim.,50/125 LC-LC,5m. OM5 Slim
WPC-FP5-5LCLC-100UP | Fiber Optic Multimode Uniboot Slim 2mm Patch Cord with Pull-Push, 50/125 LC-LC, 10 mt. OM5 ,LSZH, lemon green color | available |  | 40 | 8052101432879 | 8536700090 | 15 years |  | Lemon green | [5 empty] | Fiber Optic |  | Patchcord multim.,50/125 LC-LC,10m.OM5 Slim
Item number | Racks Spare Parts
WPN-SPT-DOOR-RWA06-B | Door for Rack WPN-RWA-06604-B | available |  | 33 |  | 9403208090 | [8 empty] | Spare parts |  | Porta di ricambio per box RWA 6U
WPN-SPT-DOOR-RWA09-B | Door for Rack WPN-RWA-09604-B | available |  | 41.25 |  | 9403208090 | [8 empty] | Spare parts |  | Porta di ricambio per box RWA 9U
WPN-SPT-DOOR-RWA12-B | Door for Rack WPN-RWA-12604-B | available |  | 49.32 |  | 9403208090 | [8 empty] | Spare parts |  | Porta di ricambio per box RWA 12U
WPN-SPT-DOOR-RWA15-B | Door for Rack WPN-RWA-15604-B | available |  | 56.47 |  | 9403208090 | [8 empty] | Spare parts |  | Porta di ricambio per box RWA 15U
WPN-SPT-DOOR-RWB06-B | Door for Rack WPN-RWB-06-B | available |  | 34.83 |  | 9403208090 | [8 empty] | Spare parts |  | Porta di ricambio per box RWB 6U
WPN-SPT-DOOR-RWB09-B | Door for Rack WPN-RWB-09-B | available |  | 42.17 |  | 9403208090 | [8 empty] | Spare parts |  | Porta di ricambio per box RWB 9U
WPN-SPT-DOOR-RWB12-B | Door for Rack WPN-RWB-12-B | available |  | 51.33 |  | 9403208090 | [8 empty] | Spare parts |  | Porta di ricambio per box RWB 12U
WPN-SPT-DOOR-RWB15-B | Door for Rack WPN-RWB-15-B | available |  | 58.67 |  | 9403208090 | [8 empty] | Spare parts |  | Porta di ricambio per box RWB 15U
WPN-SPT-DOOR-RWB20-B | Door for Rack WPN-RWB-20-B | available |  | 77 |  | 9403208090 | [8 empty] | Spare parts |  | Porta di ricambio per box RWB 20U
WPN-SPT-DOOR-RNA22-B | Door for Rack WPN-RNA-22 UNIT, 600mm width | available |  | 109.82 |  | 9403208090 | [8 empty] | Spare parts |  | Porta di ricambio per armadio RNA 22U,600
WPN-SPT-DOOR-RNA27-B | Door for Rack WPN-RNA-27 UNIT, 600mm width | available |  | 126.32 |  | 9403208090 | [8 empty] | Spare parts |  | Porta di ricambio per armadio RNA 27U,600
WPN-SPT-DOOR-RNA827-B | Door for Rack WPN-RNA-27 UNIT, 800mm width | available |  | 148.5 |  | 9403208090 | [8 empty] | Spare parts |  | Porta di ricambio per armadio RNA 27U,800
WPN-SPT-DOOR-RNA32-B | Door for Rack WPN-RNA-32 UNIT, 600mm width | available |  | 137.5 |  | 9403208090 | [8 empty] | Spare parts |  | Porta di ricambio per armadio RNA 32U,600
WPN-SPT-DOOR-RNA42-B | Door for Rack WPN-RNA-42 UNIT, 600mm width | available |  | 192.13 |  | 9403208090 | [8 empty] | Spare parts |  | Porta di ricambio per armadio RNA 42U,600
WPN-SPT-DOOR-RNA842-B | Door for Rack WPN-RNA-42 UNIT, 800mm width | available |  | 226.42 |  | 9403208090 | [8 empty] | Spare parts |  | Porta di ricambio per armadio RNA 42U,800
WPN-SPT-HINGE-RWA | Hinge for WP RACK RWA Series | available |  | 6.97 |  | 9403208090 | [8 empty] | Spare parts |  | Cerniere di ricambio per box RWA
WPN-SPT-HINGE-RNA | Hinge for WP RACK RNA Series | available |  | 9.72 |  | 9403208090 | [8 empty] | Spare parts |  | Cerniere di ricambio per armadi RNA,RNB,RSB
WPN-SPT-LOCK4 | Security lock for Rack RWO series | available |  | 20 | 8052101434446 | 9403208090 | [8 empty] | Spare parts |  | Serratura di sicurezza per box IP55 RWO
WPN-SPT-RAIL-RNA-22 | Vertical rail for RNA,RSB 22u 2pcs | available |  | 63.25 |  | 9403208090 | [8 empty] | Spare parts |  | Coppia montanti aggiuntivi per RNA 22U
WPN-SPT-RAIL-RNA-27 | Vertical rail for RNA,RSB 27u 2pcs | available |  | 77.18 |  | 9403208090 | [8 empty] | Spare parts |  | Coppia montanti aggiuntivi per RNA 27U
WPN-SPT-RAIL-RNA-32 | Vertical rail for RNA,RSB 32u 2pcs | available |  | 89.1 |  | 9403208090 | [8 empty] | Spare parts |  | Coppia montanti aggiuntivi per RNA 32U
WPN-SPT-RAIL-RNA-42 | Vertical rail for RNA,RSB 42u 2pcs | available |  | 114.77 |  | 9403208090 | [8 empty] | Spare parts |  | Coppia montanti aggiuntivi per RNA 42U
WPN-SPT-RAIL-RSA-27 | Vertical rail for RSA 27u 2pcs | available |  | 77.18 |  | 9403208090 | [8 empty] | Spare parts |  | Coppia montanti aggiuntivi per RSA 27U
WPN-SPT-RAIL-RSA-32 | Vertical rail for RSA 32u 2pcs | available |  | 89.1 |  | 9403208090 | [8 empty] | Spare parts |  | Coppia montanti aggiuntivi per RSA 32U
WPN-SPT-RAIL-RSA-42 | Vertical rail for RSA 42u 2pcs | available |  | 114.77 |  | 9403208090 | [8 empty] | Spare parts |  | Coppia montanti aggiuntivi per RSA 42U
- prices are subject to change without any notice
- prices are inteended without VAT